## pumped hydro LCOE
1
1
1
| PSH Cost | [36 empty] | 1
| All inputs are in blue. | [36 empty] | 1
1
| Technology Assumptions |  |  |  | Financial/Economic Assumptions |  |  |  | Incentives |  |  |  | Calculation |  |  |  | Additional costs | [20 empty] | 1
| Project Capacity (MW) |  | 25 |  | Debt Percentage |  | 70% |  | PTC ($/MWh) |  | 0 | [5 empty] | Transmission | [20 empty] | 1
| Capital Cost ($/kW) |  | 4500 | PSIP # | Debt Rate |  | 12% |  | PTC Escalation |  | 0% |  | Cap Cost |  | 112500000 | [22 empty] | 1
| Fixed O&M ($/kW) |  | 30.8 | NREL #s | Debt Term (years) |  | 30 |  | PTC Term (years) |  | 0 |  | Additional Cost |  | 0 | [22 empty] | 1
| Fixed O&M Escalation |  | 2% | http://bv.com/docs/reports-studies/nrel-cost-report.pdf%E2%80%8E | Economic Life (years) |  | 30 |  | ITC |  | 0% | [26 empty] | 1
| Variable O&M ($/MWh) |  | 0 |  | Percent 5-year MACRS |  | 100% |  | ITC Depr Basis |  | 85% |  |  | -4.7212e-07 | [23 empty] | 1
| Variable O&M Escalation |  | 2% |  | Percent 7-year MACRS |  | 0% | [6 empty] | 0 | -83907922.946 |  | Sum | 0 | [19 empty] | 1
| Fuel Cost ($/MBtu) |  | 0 |  | Percent 15-year MACRS |  | 0% |  | Outputs |  |  |  |  | 5 | -80571406.1198 | [22 empty] | 1
| Fuel Cost Escalation |  | 1% |  | Percent 20-year MACRS |  | 0% |  | NPV Equity Return |  | -4.7212e-07 |  |  | slope | 667303.3652 | [22 empty] | 1
| Heat Rate (Btu/kWh) |  | 9750 |  | Energy Price Escalation |  | 2% | [30 empty] | 1
| Capacity Factor |  | 41% |  | Tax Rate |  | 35% |  | LCOE |  | 152.6458 | [26 empty] | 1
| Misc Revenue ($/MWh) |  | 0 |  | Cost of Equity |  | 8% | [30 empty] | 1
| Misc Escalation |  | 2.5% |  | Discount Rate |  | 8% |  | Simple LCOE |  | 119.8695 | [26 empty] | 1
| Degradation |  | 1% | [34 empty] | 1
|  |  | 2019 | 2020 | 2021 | 2022 | 2023 | 2024 | 2025 | 2026 | 2027 | 2028 | 2029 | 2030 | 2031 | 2032 | 2033 | 2034 | 2035 | 2036 | 2037 | 2038 | 2039 | 2040 | 2041 | 2042 | 2043 | 2044 | 2045 | 2046 | 2047 | 2048 | 2049 | 2050 | 2051 | 2052 | 2053 | 1
| Year |  | 1 | 2 | 3 | 4 | 5 | 6 | 7 | 8 | 9 | 10 | 11 | 12 | 13 | 14 | 15 | 16 | 17 | 18 | 19 | 20 | 21 | 22 | 23 | 24 | 25 | 26 | 27 | 28 | 29 | 30 | 31 | 32 | 33 | 34 | 35 | 1
1
| Annual Generation (MWh) |  | 89790 | 88892.1 | 88003.179 | 87123.1472 | 86251.9157 | 85389.3966 | 84535.5026 | 83690.1476 | 82853.2461 | 82024.7137 | 81204.4665 | 80392.4218 | 79588.4976 | 78792.6127 | 78004.6865 | 77224.6397 | 76452.3933 | 75687.8693 | 74930.9906 | 74181.6807 | 73439.8639 | 72705.4653 | 71978.4106 | 71258.6265 | 70546.0403 | 69840.5799 | 69142.1741 | 68450.7523 | 67766.2448 | 67088.5824 | 0 | 0 | 0 | 0 | 0 | 1
| Power Price |  | 125.7418 | 128.2566 | 130.8218 | 133.4382 | 136.107 | 138.8291 | 141.6057 | 144.4378 | 147.3266 | 150.2731 | 153.2785 | 156.3441 | 159.471 | 162.6604 | 165.9136 | 169.2319 | 172.6165 | 176.0689 | 179.5902 | 183.1821 | 186.8457 | 190.5826 | 194.3943 | 198.2821 | 202.2478 | 206.2927 | 210.4186 | 214.627 | 218.9195 | 223.2979 | 0 | 0 | 0 | 0 | 0 | 1
| Misc Revenue |  | 0 | 0 | 0 | 0 | 0 | 0 | 0 | 0 | 0 | 0 | 0 | 0 | 0 | 0 | 0 | 0 | 0 | 0 | 0 | 0 | 0 | 0 | 0 | 0 | 0 | 0 | 0 | 0 | 0 | 0 | 0 | 0 | 0 | 0 | 0 | 1
| Total Operating Revenues |  | 11290355.7721 | 11401001.2587 | 11512731.071 | 11625555.8355 | 11739486.2827 | 11854533.2483 | 11970707.6741 | 12088020.6093 | 12206483.2113 | 12326106.7467 | 12446902.5929 | 12568882.2383 | 12692057.2842 | 12816439.4456 | 12942040.5522 | 13068872.5496 | 13196947.5006 | 13326277.5861 | 13456875.1064 | 13588752.4824 | 13721922.2568 | 13856397.0949 | 13992189.7864 | 14129313.2463 | 14267780.5161 | 14407604.7652 | 14548799.2919 | 14691377.525 | 14835353.0247 | 14980739.4843 | 0 | 0 | 0 | 0 | 0 | 1
1
| Fixed O&M |  | 770000 | 785400 | 801108 | 817130.16 | 833472.7632 | 850142.2185 | 867145.0628 | 884487.9641 | 902177.7234 | 920221.2778 | 938625.7034 | 957398.2175 | 976546.1818 | 996077.1054 | 1015998.6476 | 1036318.6205 | 1057044.9929 | 1078185.8928 | 1099749.6106 | 1121744.6028 | 1144179.4949 | 1167063.0848 | 1190404.3465 | 1214212.4334 | 1238496.6821 | 1263266.6157 | 1288531.9481 | 1314302.587 | 1340588.6388 | 1367400.4115 | 0 | 0 | 0 | 0 | 0 | 1
| Variable O&M |  | 0 | 0 | 0 | 0 | 0 | 0 | 0 | 0 | 0 | 0 | 0 | 0 | 0 | 0 | 0 | 0 | 0 | 0 | 0 | 0 | 0 | 0 | 0 | 0 | 0 | 0 | 0 | 0 | 0 | 0 | 0 | 0 | 0 | 0 | 0 | 1
| Fuel Cost |  | 0 | 0 | 0 | 0 | 0 | 0 | 0 | 0 | 0 | 0 | 0 | 0 | 0 | 0 | 0 | 0 | 0 | 0 | 0 | 0 | 0 | 0 | 0 | 0 | 0 | 0 | 0 | 0 | 0 | 0 | 0 | 0 | 0 | 0 | 0 | 1
| Operating Expenses |  | 770000 | 785400 | 801108 | 817130.16 | 833472.7632 | 850142.2185 | 867145.0628 | 884487.9641 | 902177.7234 | 920221.2778 | 938625.7034 | 957398.2175 | 976546.1818 | 996077.1054 | 1015998.6476 | 1036318.6205 | 1057044.9929 | 1078185.8928 | 1099749.6106 | 1121744.6028 | 1144179.4949 | 1167063.0848 | 1190404.3465 | 1214212.4334 | 1238496.6821 | 1263266.6157 | 1288531.9481 | 1314302.587 | 1340588.6388 | 1367400.4115 | 0 | 0 | 0 | 0 | 0 | 1
1
| Interest Payment |  | 9450000 | 9410842.4361 | 9366985.9646 | 9317866.7165 | 9262853.1586 | 9201237.9738 | 9132228.9668 | 9054938.8789 | 8968373.9805 | 8871421.2943 | 8762834.2857 | 8641216.8362 | 8505005.2926 | 8352448.3639 | 8181584.6037 | 7990217.1923 | 7775885.6915 | 7535834.4106 | 7266976.976 | 6965856.6493 | 6628601.8833 | 6250876.5454 | 5827824.167 | 5354005.5032 | 4823328.5997 | 4228970.4678 | 3563289.3601 | 2817726.5194 | 1982696.1379 | 1047462.1106 | 0 | 0 | 0 | 0 | 0 | 1
| Principal Payment |  | 326313.0322 | 365470.5961 | 409327.0676 | 458446.3157 | 513459.8736 | 575075.0584 | 644084.0655 | 721374.1533 | 807939.0517 | 904891.7379 | 1013478.7465 | 1135096.196 | 1271307.7396 | 1423864.6683 | 1594728.4285 | 1786095.8399 | 2000427.3407 | 2240478.6216 | 2509336.0562 | 2810456.383 | 3147711.1489 | 3525436.4868 | 3948488.8652 | 4422307.529 | 4952984.4325 | 5547342.5644 | 6213023.6721 | 6958586.5128 | 7793616.8943 | 8728850.9216 | 0 | 0 | 0 | 0 | 0 | 1
| Debt Service |  | 9776313.0322 | 9776313.0322 | 9776313.0322 | 9776313.0322 | 9776313.0322 | 9776313.0322 | 9776313.0322 | 9776313.0322 | 9776313.0322 | 9776313.0322 | 9776313.0322 | 9776313.0322 | 9776313.0322 | 9776313.0322 | 9776313.0322 | 9776313.0322 | 9776313.0322 | 9776313.0322 | 9776313.0322 | 9776313.0322 | 9776313.0322 | 9776313.0322 | 9776313.0322 | 9776313.0322 | 9776313.0322 | 9776313.0322 | 9776313.0322 | 9776313.0322 | 9776313.0322 | 9776313.0322 | 0 | 0 | 0 | 0 | 0 | 1
1
95625000 | Tax Depreciation - 5 |  | 19125000 | 30600000 | 18360000 | 11016000 | 11016000 | 5508000 | 0 | 0 | 0 | 0 | 0 | 0 | 0 | 0 | 0 | 0 | 0 | 0 | 0 | 0 | 0 | 0 | 0 | 0 | 0 | 0 | 0 | 0 | 0 | 0 | 0 | 0 | 0 | 0 | 0 | 1
0 | Tax Depreciation - 7 |  | 0 | 0 | 0 | 0 | 0 | 0 | 0 | 0 | 0 | 0 | 0 | 0 | 0 | 0 | 0 | 0 | 0 | 0 | 0 | 0 | 0 | 0 | 0 | 0 | 0 | 0 | 0 | 0 | 0 | 0 | 0 | 0 | 0 | 0 | 0 | 1
0 | Tax Depreciation - 15 |  | 0 | 0 | 0 | 0 | 0 | 0 | 0 | 0 | 0 | 0 | 0 | 0 | 0 | 0 | 0 | 0 | 0 | 0 | 0 | 0 | 0 | 0 | 0 | 0 | 0 | 0 | 0 | 0 | 0 | 0 | 0 | 0 | 0 | 0 | 0 | 1
0 | Tax Depreciation - 20 |  | 0 | 0 | 0 | 0 | 0 | 0 | 0 | 0 | 0 | 0 | 0 | 0 | 0 | 0 | 0 | 0 | 0 | 0 | 0 | 0 | 0 | 0 | 0 | 0 | 0 | 0 | 0 | 0 | 0 | 0 | 0 | 0 | 0 | 0 | 0 | 1
95625000 | Taxable Income |  | -18054644.2279 | -29395241.1775 | -17015362.8936 | -9525441.041 | -9372839.6391 | -3704846.944 | 1971333.6445 | 2148593.7663 | 2335931.5074 | 2534464.1746 | 2745442.6037 | 2970267.1846 | 3210505.8097 | 3467913.9762 | 3744457.3009 | 4042336.7368 | 4364016.8161 | 4712257.2827 | 5090148.5198 | 5501151.2303 | 5949140.8786 | 6438457.4646 | 6973961.2729 | 7561095.3097 | 8205955.2343 | 8915367.6816 | 9696977.9837 | 10559348.4185 | 11512068.248 | 12565876.9622 | 0 | 0 | 0 | 0 | 0 | 1
| PTC |  | 0 | 0 | 0 | 0 | 0 | 0 | 0 | 0 | 0 | 0 | 0 | 0 | 0 | 0 | 0 | 0 | 0 | 0 | 0 | 0 | 0 | 0 | 0 | 0 | 0 | 0 | 0 | 0 | 0 | 0 | 0 | 0 | 0 | 0 | 0 | 1
| Taxes |  | -6319125.4798 | -10288334.4121 | -5955377.0128 | -3333904.3643 | -3280493.8737 | -1296696.4304 | 689966.7756 | 752007.8182 | 817576.0276 | 887062.4611 | 960904.9113 | 1039593.5146 | 1123677.0334 | 1213769.8917 | 1310560.0553 | 1414817.8579 | 1527405.8856 | 1649290.0489 | 1781551.9819 | 1925402.9306 | 2082199.3075 | 2253460.1126 | 2440886.4455 | 2646383.3584 | 2872084.332 | 3120378.6886 | 3393942.2943 | 3695771.9465 | 4029223.8868 | 4398056.9368 | 0 | 0 | 0 | 0 | 0 | 1
1
| Total | -33750000 | 7063168.2197 | 11127622.6386 | 6890687.0515 | 4366017.0076 | 4410194.361 | 2524774.428 | 637282.8035 | 675211.7948 | 710416.4281 | 742509.9756 | 771058.9459 | 795577.474 | 815521.0368 | 830279.4162 | 839168.8171 | 841423.039 | 836183.5898 | 822488.6121 | 799260.4816 | 765291.9168 | 719230.4222 | 659560.8652 | 584585.9622 | 492404.4223 | 380886.4698 | 247646.4287 | 90012.0173 | -95010.0407 | -310772.5331 | -561030.8962 | 0 | 0 | 0 | 0 | 0 | 1
| Costs only | -33750000 | 2091937.9273 | 10014955.792 | 1333332.9933 | -3925634.4635 | -4048798.048 | -8033062.3899 | -11333424.8706 | -11412808.8145 | -11496066.7832 | -11583596.7712 | -11675843.6469 | -11773304.7643 | -11876536.2474 | -11986160.0293 | -12102871.7351 | -12227449.5106 | -12360763.9108 | -12503788.9739 | -12657614.6248 | -12823460.5657 | -13002691.8346 | -13196836.2296 | -13407603.8242 | -13636908.824 | -13886894.0463 | -14159958.3365 | -14458787.2746 | -14786387.5657 | -15146125.5578 | -15541770.3805 | [5 empty] | 1
1
| MACRS Depreciation Schedules | [36 empty] | 1
|  | 5 | 0.2 | 0.32 | 0.192 | 0.1152 | 0.1152 | 0.0576 | 0 | 0 | 0 | 0 | 0 | 0 | 0 | 0 | 0 | 0 | 0 | 0 | 0 | 0 | 0 | 0 | 0 | 0 | 0 | 0 | 0 | 0 | 0 | 0 | 0 | 0 | 0 | 0 | 0 | 1
|  | 7 | 0.1429 | 0.2449 | 0.1749 | 0.1249 | 0.0893 | 0.0892 | 0.0893 | 0.0446 | 0 | 0 | 0 | 0 | 0 | 0 | 0 | 0 | 0 | 0 | 0 | 0 | 0 | 0 | 0 | 0 | 0 | 0 | 0 | 0 | 0 | 0 | 0 | 0 | 0 | 0 | 0
|  | 15 | 0.05 | 0.095 | 0.0855 | 0.077 | 0.0693 | 0.0623 | 0.059 | 0.059 | 0.0591 | 0.059 | 0.0591 | 0.059 | 0.0591 | 0.059 | 0.0591 | 0.0295 | 0 | 0 | 0 | 0 | 0 | 0 | 0 | 0 | 0 | 0 | 0 | 0 | 0 | 0 | 0 | 0 | 0 | 0 | 0
|  | 20 | 0.0375 | 0.07219 | 0.06677 | 0.06177 | 0.05713 | 0.05285 | 0.04888 | 0.04522 | 0.04462 | 0.04461 | 0.04462 | 0.04461 | 0.04462 | 0.04461 | 0.04462 | 0.04461 | 0.04462 | 0.04461 | 0.04462 | 0.04461 | 0.02231 | 0 | 0 | 0 | 0 | 0 | 0 | 0 | 0 | 0 | 0 | 0 | 0 | 0 | 0
NPV (years) | 5% | 8%
15 | 1835063.4314 | -1359699.7503 | 1% 2021 3: Conservatve
30 | 4216110.3533 | -4.7212e-07 | 1% 2021 3: Assuming continued generation after 2034
PSIP numbers, with NREL O&M
No inflation for bumping start from 2017 to 2019
NPV Costs only (years) | 5% | 8% | 1% 2019 1: annualized MWh; 1% 2021 3: Using cost of generation calculator from RETI
15 | -91214871.8286 | -72882289.4166 | 1% 2019 1: 83360.0421
30 | -154841336.3138 | -106034012.3846 | 1% 2019 1: 75394.5273
NPV factor | 10.3797 | 8.5595
| 15.3725 | 11.2578
Levelized Cost | 5% | 8% | bar: 1% 2019 1
15 | -105.4204 | -102.1449
30 | -133.5992 | -124.9259
Note on P11: I am an important empty cell. Don't delete or use me.
Note on L15: Excess equity return
Note on D25: Minimized while ensuring adequate equity return.

## Geothermal LCOE
1
1
1
| Oahu LNG Costs | [36 empty] | 1
| All inputs are in blue. | [36 empty] | 1
1
| Technology Assumptions |  |  |  | Financial/Economic Assumptions |  |  |  | Incentives |  |  |  | Calculation |  |  |  | Additional costs | [20 empty] | 1
| Project Capacity (MW) |  | 50 |  | Debt Percentage |  | 70% |  | PTC ($/MWh) |  | 0 | [5 empty] | Transmission | [20 empty] | 1
| Capital Cost ($/kW) |  | 6000 |  | Debt Rate |  | 12% |  | PTC Escalation |  | 0% |  | Cap Cost |  | 300000000 | [22 empty] | 1
| Fixed O&M ($/kW) |  | 115 |  | Debt Term (years) |  | 30 |  | PTC Term (years) |  | 0 |  | Additional Cost |  | 0 | [22 empty] | 1
| Fixed O&M Escalation |  | 2% |  | Economic Life (years) |  | 30 |  | ITC |  | 0% | [26 empty] | 1
| Variable O&M ($/MWh) |  | 0 |  | Percent 5-year MACRS |  | 100% |  | ITC Depr Basis |  | 85% |  |  | 6.9243e-08 | [23 empty] | 1
| Variable O&M Escalation |  | 2% |  | Percent 7-year MACRS |  | 0% | [6 empty] | 0 | -254160378.3472 |  | Sum | 0 | [19 empty] | 1
| Fuel Cost ($/MBtu) |  | 0 |  | Percent 15-year MACRS |  | 0% |  | Outputs |  |  |  |  | 5 | -237049471.8438 | [22 empty] | 1
| Fuel Cost Escalation |  | 1% |  | Percent 20-year MACRS |  | 0% |  | NPV Equity Return |  | 6.9243e-08 |  |  | slope | 3422181.3007 | [22 empty] | 1
| Heat Rate (Btu/kWh) |  | 9750 |  | Energy Price Escalation |  | 2% | [30 empty] | 1
| Capacity Factor |  | 100% |  | Tax Rate |  | 35% |  | LCOE |  | 90.1592 | [26 empty] | 1
| Misc Revenue ($/MWh) |  | 0 |  | Cost of Equity |  | 8% | [30 empty] | 1
| Misc Escalation |  | 2.5% |  | Discount Rate |  | 8% |  | Simple LCOE |  | 73.9686 | [26 empty] | 1
| Degradation |  | 0.5% | [34 empty] | 1
|  |  | 2019 | 2020 | 2021 | 2022 | 2023 | 2024 | 2025 | 2026 | 2027 | 2028 | 2029 | 2030 | 2031 | 2032 | 2033 | 2034 | 2035 | 2036 | 2037 | 2038 | 2039 | 2040 | 2041 | 2042 | 2043 | 2044 | 2045 | 2046 | 2047 | 2048 | 2049 | 2050 | 2051 | 2052 | 2053 | 1
| Year |  | 1 | 2 | 3 | 4 | 5 | 6 | 7 | 8 | 9 | 10 | 11 | 12 | 13 | 14 | 15 | 16 | 17 | 18 | 19 | 20 | 21 | 22 | 23 | 24 | 25 | 26 | 27 | 28 | 29 | 30 | 31 | 32 | 33 | 34 | 35 | 1
1
| Annual Generation (MWh) |  | 438000 | 435810 | 433630.95 | 431462.7953 | 429305.4813 | 427158.9539 | 425023.1591 | 422898.0433 | 420783.5531 | 418679.6353 | 416586.2371 | 414503.306 | 412430.7894 | 410368.6355 | 408316.7923 | 406275.2083 | 404243.8323 | 402222.6131 | 400211.5001 | 398210.4426 | 396219.3904 | 394238.2934 | 392267.1019 | 390305.7664 | 388354.2376 | 386412.4664 | 384480.4041 | 382558.0021 | 380645.212 | 378741.986 | 0 | 0 | 0 | 0 | 0 | 1
| Power Price |  | 74.2685 | 75.7539 | 77.269 | 78.8144 | 80.3906 | 81.9985 | 83.6384 | 85.3112 | 87.0174 | 88.7578 | 90.5329 | 92.3436 | 94.1905 | 96.0743 | 97.9957 | 99.9557 | 101.9548 | 103.9939 | 106.0738 | 108.1952 | 110.3591 | 112.5663 | 114.8176 | 117.114 | 119.4563 | 121.8454 | 124.2823 | 126.768 | 129.3033 | 131.8894 | 0 | 0 | 0 | 0 | 0 | 1
| Misc Revenue |  | 0 | 0 | 0 | 0 | 0 | 0 | 0 | 0 | 0 | 0 | 0 | 0 | 0 | 0 | 0 | 0 | 0 | 0 | 0 | 0 | 0 | 0 | 0 | 0 | 0 | 0 | 0 | 0 | 0 | 0 | 0 | 0 | 0 | 0 | 0 | 1
| Total Operating Revenues |  | 32529616.6202 | 33014307.9078 | 33506221.0957 | 34005463.79 | 34512145.2005 | 35026376.1639 | 35548269.1688 | 36077938.3794 | 36615499.6613 | 37161070.6062 | 37714770.5582 | 38276720.6396 | 38847043.7771 | 39425864.7294 | 40013310.1138 | 40609508.4345 | 41214590.1102 | 41828687.5028 | 42451934.9466 | 43084468.7773 | 43726427.3621 | 44377951.1298 | 45039182.6017 | 45710266.4224 | 46391349.3921 | 47082580.4981 | 47784110.9475 | 48496094.2006 | 49218686.0042 | 49952044.4256 | 0 | 0 | 0 | 0 | 0 | 1
1
| Fixed O&M |  | 5750000 | 5865000 | 5982300 | 6101946 | 6223984.92 | 6348464.6184 | 6475433.9108 | 6604942.589 | 6737041.4408 | 6871782.2696 | 7009217.915 | 7149402.2733 | 7292390.3187 | 7438238.1251 | 7587002.8876 | 7738742.9454 | 7893517.8043 | 8051388.1604 | 8212415.9236 | 8376664.242 | 8544197.5269 | 8715081.4774 | 8889383.107 | 9067170.7691 | 9248514.1845 | 9433484.4682 | 9622154.1575 | 9814597.2407 | 10010889.1855 | 10211106.9692 | 0 | 0 | 0 | 0 | 0 | 1
| Variable O&M |  | 0 | 0 | 0 | 0 | 0 | 0 | 0 | 0 | 0 | 0 | 0 | 0 | 0 | 0 | 0 | 0 | 0 | 0 | 0 | 0 | 0 | 0 | 0 | 0 | 0 | 0 | 0 | 0 | 0 | 0 | 0 | 0 | 0 | 0 | 0 | 1
| Fuel Cost |  | 0 | 0 | 0 | 0 | 0 | 0 | 0 | 0 | 0 | 0 | 0 | 0 | 0 | 0 | 0 | 0 | 0 | 0 | 0 | 0 | 0 | 0 | 0 | 0 | 0 | 0 | 0 | 0 | 0 | 0 | 0 | 0 | 0 | 0 | 0 | 1
| Operating Expenses |  | 5750000 | 5865000 | 5982300 | 6101946 | 6223984.92 | 6348464.6184 | 6475433.9108 | 6604942.589 | 6737041.4408 | 6871782.2696 | 7009217.915 | 7149402.2733 | 7292390.3187 | 7438238.1251 | 7587002.8876 | 7738742.9454 | 7893517.8043 | 8051388.1604 | 8212415.9236 | 8376664.242 | 8544197.5269 | 8715081.4774 | 8889383.107 | 9067170.7691 | 9248514.1845 | 9433484.4682 | 9622154.1575 | 9814597.2407 | 10010889.1855 | 10211106.9692 | 0 | 0 | 0 | 0 | 0 | 1
1
| Interest Payment |  | 25200000 | 25095579.8297 | 24978629.2389 | 24847644.5773 | 24700941.7563 | 24536634.5967 | 24352610.578 | 24146503.6771 | 23915663.948 | 23657123.4515 | 23367558.0953 | 23043244.8965 | 22680014.1137 | 22273195.6371 | 21817558.9432 | 21307245.8461 | 20735695.1773 | 20095558.4283 | 19378605.2694 | 18575617.7314 | 17676271.6888 | 16669004.1212 | 15540864.4454 | 14277348.0085 | 12862209.5993 | 11277254.5809 | 9502104.9603 | 7513937.3852 | 5287189.7011 | 2793232.2949 | 0 | 0 | 0 | 0 | 0 | 1
| Principal Payment |  | 870168.0859 | 974588.2562 | 1091538.847 | 1222523.5086 | 1369226.3296 | 1533533.4892 | 1717557.5079 | 1923664.4088 | 2154504.1379 | 2413044.6344 | 2702609.9906 | 3026923.1894 | 3390153.9722 | 3796972.4488 | 4252609.1427 | 4762922.2398 | 5334472.9086 | 5974609.6576 | 6691562.8166 | 7494550.3545 | 8393896.3971 | 9401163.9647 | 10529303.6405 | 11792820.0774 | 13207958.4866 | 14792913.505 | 16568063.1256 | 18556230.7007 | 20782978.3848 | 23276935.791 | 0 | 0 | 0 | 0 | 0 | 1
| Debt Service |  | 26070168.0859 | 26070168.0859 | 26070168.0859 | 26070168.0859 | 26070168.0859 | 26070168.0859 | 26070168.0859 | 26070168.0859 | 26070168.0859 | 26070168.0859 | 26070168.0859 | 26070168.0859 | 26070168.0859 | 26070168.0859 | 26070168.0859 | 26070168.0859 | 26070168.0859 | 26070168.0859 | 26070168.0859 | 26070168.0859 | 26070168.0859 | 26070168.0859 | 26070168.0859 | 26070168.0859 | 26070168.0859 | 26070168.0859 | 26070168.0859 | 26070168.0859 | 26070168.0859 | 26070168.0859 | 0 | 0 | 0 | 0 | 0 | 1
1
255000000 | Tax Depreciation - 5 |  | 51000000 | 81600000 | 48960000 | 29376000 | 29376000 | 14688000 | 0 | 0 | 0 | 0 | 0 | 0 | 0 | 0 | 0 | 0 | 0 | 0 | 0 | 0 | 0 | 0 | 0 | 0 | 0 | 0 | 0 | 0 | 0 | 0 | 0 | 0 | 0 | 0 | 0 | 1
0 | Tax Depreciation - 7 |  | 0 | 0 | 0 | 0 | 0 | 0 | 0 | 0 | 0 | 0 | 0 | 0 | 0 | 0 | 0 | 0 | 0 | 0 | 0 | 0 | 0 | 0 | 0 | 0 | 0 | 0 | 0 | 0 | 0 | 0 | 0 | 0 | 0 | 0 | 0 | 1
0 | Tax Depreciation - 15 |  | 0 | 0 | 0 | 0 | 0 | 0 | 0 | 0 | 0 | 0 | 0 | 0 | 0 | 0 | 0 | 0 | 0 | 0 | 0 | 0 | 0 | 0 | 0 | 0 | 0 | 0 | 0 | 0 | 0 | 0 | 0 | 0 | 0 | 0 | 0 | 1
0 | Tax Depreciation - 20 |  | 0 | 0 | 0 | 0 | 0 | 0 | 0 | 0 | 0 | 0 | 0 | 0 | 0 | 0 | 0 | 0 | 0 | 0 | 0 | 0 | 0 | 0 | 0 | 0 | 0 | 0 | 0 | 0 | 0 | 0 | 0 | 0 | 0 | 0 | 0 | 1
255000000 | Taxable Income |  | -49420383.3798 | -79546271.9219 | -46414708.1433 | -26320126.7873 | -25788781.4758 | -10546723.0512 | 4720224.68 | 5326492.1133 | 5962794.2725 | 6632164.8852 | 7337994.5479 | 8084073.4698 | 8874639.3446 | 9714430.9672 | 10608748.283 | 11563519.6431 | 12585377.1286 | 13681740.9142 | 14860913.7537 | 16132186.8039 | 17505958.1464 | 18993865.5312 | 20608935.0493 | 22365747.6448 | 24280625.6084 | 26371841.449 | 28659851.8297 | 31167559.5747 | 33920607.1176 | 36947705.1615 | 0 | 0 | 0 | 0 | 0 | 1
| PTC |  | 0 | 0 | 0 | 0 | 0 | 0 | 0 | 0 | 0 | 0 | 0 | 0 | 0 | 0 | 0 | 0 | 0 | 0 | 0 | 0 | 0 | 0 | 0 | 0 | 0 | 0 | 0 | 0 | 0 | 0 | 0 | 0 | 0 | 0 | 0 | 1
| Taxes |  | -17297134.1829 | -27841195.1726 | -16245147.8501 | -9212044.3756 | -9026073.5165 | -3691353.0679 | 1652078.638 | 1864272.2397 | 2086977.9954 | 2321257.7098 | 2568298.0918 | 2829425.7144 | 3106123.7706 | 3400050.8385 | 3713061.8991 | 4047231.8751 | 4404881.995 | 4788609.32 | 5201319.8138 | 5646265.3814 | 6127085.3512 | 6647852.9359 | 7213127.2673 | 7828011.6757 | 8498218.9629 | 9230144.5072 | 10030948.1404 | 10908645.8512 | 11872212.4912 | 12931696.8065 | 0 | 0 | 0 | 0 | 0 | 1
1
| Total | -90000000 | 18006582.7172 | 28920334.9946 | 17698900.8599 | 11045394.0796 | 11244065.7111 | 6299096.5275 | 1350588.5341 | 1538555.4648 | 1721312.1392 | 1897862.5409 | 2067086.4656 | 2227724.5659 | 2378361.6018 | 2517407.6798 | 2643077.2413 | 2753365.5282 | 2846022.225 | 2918521.9366 | 2968031.1234 | 2991371.068 | 2984976.3981 | 2944848.6306 | 2866504.1415 | 2744915.8917 | 2574448.1588 | 2348783.4368 | 2060840.5636 | 1702683.0228 | 1265416.2416 | 739072.564 | 0 | 0 | 0 | 0 | 0 | 1
| Costs only | -90000000 | 2774100.28 | 23747222.2594 | 437827.6144 | -13748025.3348 | -14242005.9728 | -25035926.5685 | -34197680.6347 | -34539382.9146 | -34894187.522 | -35263208.0653 | -35647684.0927 | -36048996.0736 | -36468682.1753 | -36908457.0495 | -37370232.8726 | -37856142.9064 | -38368567.8852 | -38910165.5662 | -39483903.8233 | -40093097.7093 | -40741450.964 | -41433102.4993 | -42172678.4601 | -42965350.5307 | -43816901.2333 | -44733797.0612 | -45723270.3838 | -46793411.1777 | -47953269.7626 | -49212971.8617 | [5 empty] | 1
1
| MACRS Depreciation Schedules | [36 empty] | 1
|  | 5 | 0.2 | 0.32 | 0.192 | 0.1152 | 0.1152 | 0.0576 | 0 | 0 | 0 | 0 | 0 | 0 | 0 | 0 | 0 | 0 | 0 | 0 | 0 | 0 | 0 | 0 | 0 | 0 | 0 | 0 | 0 | 0 | 0 | 0 | 0 | 0 | 0 | 0 | 0 | 1
|  | 7 | 0.1429 | 0.2449 | 0.1749 | 0.1249 | 0.0893 | 0.0892 | 0.0893 | 0.0446 | 0 | 0 | 0 | 0 | 0 | 0 | 0 | 0 | 0 | 0 | 0 | 0 | 0 | 0 | 0 | 0 | 0 | 0 | 0 | 0 | 0 | 0 | 0 | 0 | 0 | 0 | 0
|  | 15 | 0.05 | 0.095 | 0.0855 | 0.077 | 0.0693 | 0.0623 | 0.059 | 0.059 | 0.0591 | 0.059 | 0.0591 | 0.059 | 0.0591 | 0.059 | 0.0591 | 0.0295 | 0 | 0 | 0 | 0 | 0 | 0 | 0 | 0 | 0 | 0 | 0 | 0 | 0 | 0 | 0 | 0 | 0 | 0 | 0
|  | 20 | 0.0375 | 0.07219 | 0.06677 | 0.06177 | 0.05713 | 0.05285 | 0.04888 | 0.04522 | 0.04462 | 0.04461 | 0.04462 | 0.04461 | 0.04462 | 0.04461 | 0.04462 | 0.04461 | 0.04462 | 0.04461 | 0.04462 | 0.04461 | 0.02231 | 0 | 0 | 0 | 0 | 0 | 0 | 0 | 0 | 0 | 0 | 0 | 0 | 0 | 0
NPV (years) | 5% | 8%
15 | 1710809.2202 | -6524613.8698 | 0.5% 2021 3: Conservatve
30 | 13868722.1864 | 6.9243e-08 | 0.5% 2021 3: Assuming continued generation after 2034
Using their numbers for all costs through 2033 (15 years)
No inflation for bumping start from 2017 to 2019
NPV Costs only (years) | 5% | 8% | 0.5% 2019 1: annualized MWh; 0.5% 2021 3: Using cost of generation calculator from RETI
15 | -281226671.616 | -224133011.1337 | 0.5% 2019 1: 421952.0962
30 | -480814259.5715 | -328033166.0304 | 0.5% 2019 1: 394527.2512
NPV factor | 10.3797 | 8.5595
| 15.3725 | 11.2578
Levelized Cost | 5% | 8% | bar: 0.5% 2019 1
15 | -64.2111 | -62.0577
30 | -79.2788 | -73.8564
Note on P11: I am an important empty cell. Don't delete or use me.
Note on L15: Excess equity return
Note on D25: Minimized while ensuring adequate equity return.

## Cable & 200 MW on. wind LCOE
1
1
1
| Wind LCOE | [36 empty] | 1
| All inputs are in blue. | [36 empty] | 1
1
| Technology Assumptions |  |  |  | Financial/Economic Assumptions |  |  |  | Incentives |  |  |  | Calculation |  |  |  | Additional costs | [20 empty] | 1
| Project Capacity (MW) |  | 200 |  | Debt Percentage |  | 70% |  | PTC ($/MWh) |  | 0 | [5 empty] | Cable | 600000000 | [19 empty] | 1
| Capital Cost ($/kW) |  | 2000 |  | Debt Rate |  | 12% |  | PTC Escalation |  | 0% |  | Cap Cost |  | 1200000000 |  | Oahu infrastructure upgrade | 200000000 | [19 empty] | 1
| Fixed O&M ($/kW) |  | 51 |  | Debt Term (years) |  | 30 |  | PTC Term (years) |  | 0 |  | Additional Cost |  | 800000000 | [22 empty] | 1
| Fixed O&M Escalation |  | 2% |  | Economic Life (years) |  | 30 |  | ITC |  | 0% | [26 empty] | 1
| Variable O&M ($/MWh) |  | 13.5 |  | Percent 5-year MACRS |  | 100% |  | ITC Depr Basis |  | 85% |  |  | -1.4681e-05 | [23 empty] | 1
| Variable O&M Escalation |  | 2% |  | Percent 7-year MACRS |  | 0% | [6 empty] | 0 | -972803891.4589 |  | Sum | 800000000 | [19 empty] | 1
| Fuel Cost ($/MBtu) |  | 0 |  | Percent 15-year MACRS |  | 0% |  | Outputs |  |  |  |  | 5 | -950046385.8094 | [22 empty] | 1
| Fuel Cost Escalation |  | 1% |  | Percent 20-year MACRS |  | 0% |  | NPV Equity Return |  | -1.4681e-05 |  |  | slope | 4551501.1299 | [22 empty] | 1
| Heat Rate (Btu/kWh) |  | 9750 |  | Energy Price Escalation |  | 2% | [30 empty] | 1
| Capacity Factor |  | 35% |  | Tax Rate |  | 35% |  | LCOE |  | 259.4633 | [26 empty] | 1
| Misc Revenue ($/MWh) |  | 0 |  | Cost of Equity |  | 8% | [30 empty] | 1
| Misc Escalation |  | 2.5% |  | Discount Rate |  | 8% |  | Simple LCOE |  | 213.9891 | [26 empty] | 1
| Degradation |  | 0.5% | [34 empty] | 1
|  |  | 2019 | 2020 | 2021 | 2022 | 2023 | 2024 | 2025 | 2026 | 2027 | 2028 | 2029 | 2030 | 2031 | 2032 | 2033 | 2034 | 2035 | 2036 | 2037 | 2038 | 2039 | 2040 | 2041 | 2042 | 2043 | 2044 | 2045 | 2046 | 2047 | 2048 | 2049 | 2050 | 2051 | 2052 | 2053 | 1
| Year |  | 1 | 2 | 3 | 4 | 5 | 6 | 7 | 8 | 9 | 10 | 11 | 12 | 13 | 14 | 15 | 16 | 17 | 18 | 19 | 20 | 21 | 22 | 23 | 24 | 25 | 26 | 27 | 28 | 29 | 30 | 31 | 32 | 33 | 34 | 35 | 1
1
Includes 5% line loss | Annual Generation (MWh) |  | 582540 | 579627.3 | 576729.1635 | 573845.5177 | 570976.2901 | 568121.4086 | 565280.8016 | 562454.3976 | 559642.1256 | 556843.915 | 554059.6954 | 551289.3969 | 548532.9499 | 545790.2852 | 543061.3338 | 540346.0271 | 537644.297 | 534956.0755 | 532281.2951 | 529619.8886 | 526971.7892 | 524336.9302 | 521715.2456 | 519106.6694 | 516511.136 | 513928.5803 | 511358.9374 | 508802.1427 | 506258.132 | 503726.8414 | 0 | 0 | 0 | 0 | 0 | 1
| Power Price |  | 213.7325 | 218.0072 | 222.3673 | 226.8147 | 231.351 | 235.978 | 240.6976 | 245.5115 | 250.4217 | 255.4302 | 260.5388 | 265.7495 | 271.0645 | 276.4858 | 282.0155 | 287.6559 | 293.409 | 299.2772 | 305.2627 | 311.368 | 317.5953 | 323.9472 | 330.4262 | 337.0347 | 343.7754 | 350.6509 | 357.6639 | 364.8172 | 372.1135 | 379.5558 | 0 | 0 | 0 | 0 | 0 | 1
| Misc Revenue |  | 0 | 0 | 0 | 0 | 0 | 0 | 0 | 0 | 0 | 0 | 0 | 0 | 0 | 0 | 0 | 0 | 0 | 0 | 0 | 0 | 0 | 0 | 0 | 0 | 0 | 0 | 0 | 0 | 0 | 0 | 0 | 0 | 0 | 0 | 0 | 1
| Total Operating Revenues |  | 124507753.1029 | 126362918.6241 | 128245726.1116 | 130156587.4307 | 132095920.5834 | 134064149.8001 | 136061705.6321 | 138089025.046 | 140146551.5192 | 142234735.1369 | 144354032.6904 | 146504907.7775 | 148687830.9034 | 150903279.5838 | 153151738.4496 | 155433699.3525 | 157749661.4729 | 160100131.4288 | 162485623.3871 | 164906659.1756 | 167363768.3973 | 169857488.5464 | 172388365.1258 | 174956951.7661 | 177563810.3475 | 180209511.1216 | 182894632.8373 | 185619762.8666 | 188385497.3333 | 191192441.2436 | 0 | 0 | 0 | 0 | 0 | 1
1
| Fixed O&M |  | 10200000 | 10404000 | 10612080 | 10824321.6 | 11040808.032 | 11261624.1926 | 11486856.6765 | 11716593.81 | 11950925.6862 | 12189944.1999 | 12433743.0839 | 12682417.9456 | 12936066.3045 | 13194787.6306 | 13458683.3832 | 13727857.0509 | 14002414.1919 | 14282462.4758 | 14568111.7253 | 14859473.9598 | 15156663.439 | 15459796.7078 | 15768992.6419 | 16084372.4948 | 16406059.9446 | 16734181.1435 | 17068864.7664 | 17410242.0617 | 17758446.903 | 18113615.841 | 0 | 0 | 0 | 0 | 0 | 1
| Variable O&M |  | 7864290 | 7981467.921 | 8100391.793 | 8221087.6307 | 8343581.8364 | 8467901.2058 | 8594072.9338 | 8722124.6205 | 8852084.2773 | 8983980.3331 | 9117841.64 | 9253697.4805 | 9391577.5729 | 9531512.0788 | 9673531.6087 | 9817667.2297 | 9963950.4714 | 10112413.3334 | 10263088.2921 | 10416008.3077 | 10571206.8314 | 10728717.8132 | 10888575.7087 | 11050815.4867 | 11215472.6375 | 11382583.1798 | 11552183.6691 | 11724311.2058 | 11899003.4428 | 12076298.5941 | 0 | 0 | 0 | 0 | 0 | 1
| Fuel Cost |  | 0 | 0 | 0 | 0 | 0 | 0 | 0 | 0 | 0 | 0 | 0 | 0 | 0 | 0 | 0 | 0 | 0 | 0 | 0 | 0 | 0 | 0 | 0 | 0 | 0 | 0 | 0 | 0 | 0 | 0 | 0 | 0 | 0 | 0 | 0 | 1
| Operating Expenses |  | 18064290 | 18385467.921 | 18712471.793 | 19045409.2307 | 19384389.8684 | 19729525.3984 | 20080929.6103 | 20438718.4305 | 20803009.9635 | 21173924.533 | 21551584.724 | 21936115.4261 | 22327643.8775 | 22726299.7094 | 23132214.992 | 23545524.2806 | 23966364.6633 | 24394875.8092 | 24831200.0174 | 25275482.2674 | 25727870.2704 | 26188514.521 | 26657568.3506 | 27135187.9815 | 27621532.5821 | 28116764.3233 | 28621048.4355 | 29134553.2675 | 29657450.3457 | 30189914.4351 | 0 | 0 | 0 | 0 | 0 | 1
1
| Interest Payment |  | 100800000 | 100382319.3188 | 99914516.9558 | 99390578.3092 | 98803767.0251 | 98146538.3869 | 97410442.3121 | 96586014.7083 | 95662655.7921 | 94628493.8059 | 93470232.3813 | 92172979.5859 | 90720056.4549 | 89092782.5483 | 87270235.7728 | 85228983.3843 | 82942780.7092 | 80382233.7131 | 77514421.0774 | 74302470.9255 | 70705086.7553 | 66676016.4847 | 62163457.7816 | 57109392.0342 | 51448838.3971 | 45109018.3235 | 38008419.841 | 30055749.5407 | 21148758.8044 | 11172929.1797 | 0 | 0 | 0 | 0 | 0 | 1
| Principal Payment |  | 3480672.3436 | 3898353.0249 | 4366155.3879 | 4890094.0344 | 5476905.3185 | 6134133.9567 | 6870230.0316 | 7694657.6353 | 8618016.5516 | 9652178.5378 | 10810439.9623 | 12107692.7578 | 13560615.8887 | 15187889.7954 | 17010436.5708 | 19051688.9593 | 21337891.6344 | 23898438.6305 | 26766251.2662 | 29978201.4182 | 33575585.5883 | 37604655.8589 | 42117214.562 | 47171280.3094 | 52831833.9466 | 59171654.0202 | 66272252.5026 | 74224922.8029 | 83131913.5392 | 93107743.164 | 0 | 0 | 0 | 0 | 0 | 1
| Debt Service |  | 104280672.3436 | 104280672.3436 | 104280672.3436 | 104280672.3436 | 104280672.3436 | 104280672.3436 | 104280672.3436 | 104280672.3436 | 104280672.3436 | 104280672.3436 | 104280672.3436 | 104280672.3436 | 104280672.3436 | 104280672.3436 | 104280672.3436 | 104280672.3436 | 104280672.3436 | 104280672.3436 | 104280672.3436 | 104280672.3436 | 104280672.3436 | 104280672.3436 | 104280672.3436 | 104280672.3436 | 104280672.3436 | 104280672.3436 | 104280672.3436 | 104280672.3436 | 104280672.3436 | 104280672.3436 | 0 | 0 | 0 | 0 | 0 | 1
1
1020000000 | Tax Depreciation - 5 |  | 204000000 | 326400000 | 195840000 | 117504000 | 117504000 | 58752000 | 0 | 0 | 0 | 0 | 0 | 0 | 0 | 0 | 0 | 0 | 0 | 0 | 0 | 0 | 0 | 0 | 0 | 0 | 0 | 0 | 0 | 0 | 0 | 0 | 0 | 0 | 0 | 0 | 0 | 1
0 | Tax Depreciation - 7 |  | 0 | 0 | 0 | 0 | 0 | 0 | 0 | 0 | 0 | 0 | 0 | 0 | 0 | 0 | 0 | 0 | 0 | 0 | 0 | 0 | 0 | 0 | 0 | 0 | 0 | 0 | 0 | 0 | 0 | 0 | 0 | 0 | 0 | 0 | 0 | 1
0 | Tax Depreciation - 15 |  | 0 | 0 | 0 | 0 | 0 | 0 | 0 | 0 | 0 | 0 | 0 | 0 | 0 | 0 | 0 | 0 | 0 | 0 | 0 | 0 | 0 | 0 | 0 | 0 | 0 | 0 | 0 | 0 | 0 | 0 | 0 | 0 | 0 | 0 | 0 | 1
0 | Tax Depreciation - 20 |  | 0 | 0 | 0 | 0 | 0 | 0 | 0 | 0 | 0 | 0 | 0 | 0 | 0 | 0 | 0 | 0 | 0 | 0 | 0 | 0 | 0 | 0 | 0 | 0 | 0 | 0 | 0 | 0 | 0 | 0 | 0 | 0 | 0 | 0 | 0 | 1
1020000000 | Taxable Income |  | -198356536.8971 | -318804868.6156 | -186221262.6372 | -105783400.1093 | -103596236.3101 | -42563913.9852 | 18570333.7098 | 21064291.9072 | 23680885.7636 | 26432316.798 | 29332215.5851 | 32395812.7656 | 35640130.571 | 39084197.3262 | 42749287.6848 | 46659191.6876 | 50840516.1003 | 55323021.9065 | 60140002.2923 | 65328705.9827 | 70930811.3716 | 76992957.5407 | 83567338.9936 | 90712371.7505 | 98493439.3683 | 106983728.4749 | 116265164.5607 | 126429460.0583 | 137579288.1832 | 149829597.6288 | 0 | 0 | 0 | 0 | 0 | 1
| PTC |  | 0 | 0 | 0 | 0 | 0 | 0 | 0 | 0 | 0 | 0 | 0 | 0 | 0 | 0 | 0 | 0 | 0 | 0 | 0 | 0 | 0 | 0 | 0 | 0 | 0 | 0 | 0 | 0 | 0 | 0 | 0 | 0 | 0 | 0 | 0 | 1
| Taxes |  | -69424787.914 | -111581704.0155 | -65177441.923 | -37024190.0383 | -36258682.7085 | -14897369.8948 | 6499616.7984 | 7372502.1675 | 8288310.0173 | 9251310.8793 | 10266275.4548 | 11338534.4679 | 12474045.6998 | 13679469.0642 | 14962250.6897 | 16330717.0907 | 17794180.6351 | 19363057.6673 | 21049000.8023 | 22865047.0939 | 24825783.9801 | 26947535.1393 | 29248568.6477 | 31749330.1127 | 34472703.7789 | 37444304.9662 | 40692807.5963 | 44250311.0204 | 48152750.8641 | 52440359.1701 | 0 | 0 | 0 | 0 | 0 | 1
1
| Total | -360000000 | 71587578.6732 | 115278482.375 | 70430023.898 | 43854695.8946 | 44689541.0799 | 24951321.9529 | 5200486.8798 | 5997132.1044 | 6774559.1948 | 7528827.3809 | 8255500.168 | 8949585.5398 | 9605468.9824 | 10216838.4667 | 10776600.4243 | 11276785.6376 | 11708443.8308 | 12061525.6087 | 12324750.2238 | 12485457.4706 | 12529441.8032 | 12440766.5425 | 12201555.7838 | 11791761.3284 | 11188901.6428 | 10367769.4885 | 9300104.4619 | 7954226.235 | 6294623.7798 | 4281495.2948 | 0 | 0 | 0 | 0 | 0 | 1
| Costs only | -360000000 | 16504613.4843 | 100497267.7663 | 7361739.7094 | -49277701.4979 | -51147696.795 | -94215457.9524 | -130861218.7523 | -132091892.9417 | -133371992.3244 | -134705907.7559 | -136098532.5224 | -137555322.2377 | -139082361.9209 | -140686441.1172 | -142375138.0253 | -144156913.7149 | -146041217.6421 | -148038605.8201 | -150160873.1633 | -152421201.705 | -154834326.5941 | -157416722.0039 | -160186809.3419 | -163165190.4378 | -166374908.7046 | -169841741.6331 | -173594528.3754 | -177665536.6316 | -182090873.5535 | -186910945.9488 | [5 empty] | 1
1
| MACRS Depreciation Schedules | [36 empty] | 1
|  | 5 | 0.2 | 0.32 | 0.192 | 0.1152 | 0.1152 | 0.0576 | 0 | 0 | 0 | 0 | 0 | 0 | 0 | 0 | 0 | 0 | 0 | 0 | 0 | 0 | 0 | 0 | 0 | 0 | 0 | 0 | 0 | 0 | 0 | 0 | 0 | 0 | 0 | 0 | 0 | 1
|  | 7 | 0.1429 | 0.2449 | 0.1749 | 0.1249 | 0.0893 | 0.0892 | 0.0893 | 0.0446 | 0 | 0 | 0 | 0 | 0 | 0 | 0 | 0 | 0 | 0 | 0 | 0 | 0 | 0 | 0 | 0 | 0 | 0 | 0 | 0 | 0 | 0 | 0 | 0 | 0 | 0 | 0
|  | 15 | 0.05 | 0.095 | 0.0855 | 0.077 | 0.0693 | 0.0623 | 0.059 | 0.059 | 0.0591 | 0.059 | 0.0591 | 0.059 | 0.0591 | 0.059 | 0.0591 | 0.0295 | 0 | 0 | 0 | 0 | 0 | 0 | 0 | 0 | 0 | 0 | 0 | 0 | 0 | 0 | 0 | 0 | 0 | 0 | 0
|  | 20 | 0.0375 | 0.07219 | 0.06677 | 0.06177 | 0.05713 | 0.05285 | 0.04888 | 0.04522 | 0.04462 | 0.04461 | 0.04462 | 0.04461 | 0.04462 | 0.04461 | 0.04462 | 0.04461 | 0.04462 | 0.04461 | 0.04462 | 0.04461 | 0.02231 | 0 | 0 | 0 | 0 | 0 | 0 | 0 | 0 | 0 | 0 | 0 | 0 | 0 | 0
NPV (years) | 5% | 8%
15 | 5034048.9066 | -27728557.3865 | 0.5% 2021 3: Conservatve
30 | 56946466.4496 | -1.4681e-05 | 0.5% 2021 3: Assuming continued generation after 2034
Using their numbers for all costs through 2033 (15 years)
No inflation for bumping start from 2017 to 2019
NPV Costs only (years) | 5% | 8% | 0.5% 2019 1: annualized MWh; 0.5% 2021 3: Using cost of generation calculator from RETI
15 | -1064985688.6329 | -848952215.3425 | 0.5% 2019 1: 561196.288
30 | -1823533377.5595 | -1243876651.5818 | 0.5% 2019 1: 524721.2441
NPV factor | 10.3797 | 8.5595
| 15.3725 | 11.2578
Levelized Cost | 5% | 8% | bar: 0.5% 2019 1
15 | -182.8294 | -176.7344
30 | -226.0695 | -210.5697
Note on P11: I am an important empty cell. Don't delete or use me.
Note on L15: Excess equity return
Note on D25: Minimized while ensuring adequate equity return.

## Wind, onshore LCOE
1
1
1
| Wind LCOE | [36 empty] | 1
| All inputs are in blue. | [36 empty] | 1
1
| Technology Assumptions |  |  |  | Financial/Economic Assumptions |  |  |  | Incentives |  |  |  | Calculation |  |  |  | Additional costs | [20 empty] | 1
| Project Capacity (MW) |  | 20 |  | Debt Percentage |  | 70% |  | PTC ($/MWh) |  | 0 | [5 empty] | Transmission | [20 empty] | 1
| Capital Cost ($/kW) |  | 2000 |  | Debt Rate |  | 12% |  | PTC Escalation |  | 0% |  | Cap Cost |  | 40000000 | [22 empty] | 1
| Fixed O&M ($/kW) |  | 51 |  | Debt Term (years) |  | 30 |  | PTC Term (years) |  | 0 |  | Additional Cost |  | 0 | [22 empty] | 1
| Fixed O&M Escalation |  | 2% |  | Economic Life (years) |  | 30 |  | ITC |  | 0% | [26 empty] | 1
| Variable O&M ($/MWh) |  | 0 |  | Percent 5-year MACRS |  | 100% |  | ITC Depr Basis |  | 85% |  |  | 1.3369e-07 | [23 empty] | 1
| Variable O&M Escalation |  | 2% |  | Percent 7-year MACRS |  | 0% | [6 empty] | 0 | -35971774.2551 |  | Sum | 0 | [19 empty] | 1
| Fuel Cost ($/MBtu) |  | 0 |  | Percent 15-year MACRS |  | 0% |  | Outputs |  |  |  |  | 5 | -33576247.3447 | [22 empty] | 1
| Fuel Cost Escalation |  | 1% |  | Percent 20-year MACRS |  | 0% |  | NPV Equity Return |  | 1.3369e-07 |  |  | slope | 479105.3821 | [22 empty] | 1
| Heat Rate (Btu/kWh) |  | 9750 |  | Energy Price Escalation |  | 2% | [30 empty] | 1
| Capacity Factor |  | 35% |  | Tax Rate |  | 35% |  | LCOE |  | 91.1457 | [26 empty] | 1
| Misc Revenue ($/MWh) |  | 0 |  | Cost of Equity |  | 8% | [30 empty] | 1
| Misc Escalation |  | 2.5% |  | Discount Rate |  | 8% |  | Simple LCOE |  | 74.5776 | [26 empty] | 1
| Degradation |  | 0.5% | [34 empty] | 1
|  |  | 2019 | 2020 | 2021 | 2022 | 2023 | 2024 | 2025 | 2026 | 2027 | 2028 | 2029 | 2030 | 2031 | 2032 | 2033 | 2034 | 2035 | 2036 | 2037 | 2038 | 2039 | 2040 | 2041 | 2042 | 2043 | 2044 | 2045 | 2046 | 2047 | 2048 | 2049 | 2050 | 2051 | 2052 | 2053 | 1
| Year |  | 1 | 2 | 3 | 4 | 5 | 6 | 7 | 8 | 9 | 10 | 11 | 12 | 13 | 14 | 15 | 16 | 17 | 18 | 19 | 20 | 21 | 22 | 23 | 24 | 25 | 26 | 27 | 28 | 29 | 30 | 31 | 32 | 33 | 34 | 35 | 1
1
| Annual Generation (MWh) |  | 61320 | 61013.4 | 60708.333 | 60404.7913 | 60102.7674 | 59802.2535 | 59503.2423 | 59205.7261 | 58909.6974 | 58615.1489 | 58322.0732 | 58030.4628 | 57740.3105 | 57451.609 | 57164.3509 | 56878.5292 | 56594.1365 | 56311.1658 | 56029.61 | 55749.462 | 55470.7147 | 55193.3611 | 54917.3943 | 54642.8073 | 54369.5933 | 54097.7453 | 53827.2566 | 53558.1203 | 53290.3297 | 53023.878 | 0 | 0 | 0 | 0 | 0 | 1
| Power Price |  | 75.0811 | 76.5828 | 78.1144 | 79.6767 | 81.2702 | 82.8956 | 84.5535 | 86.2446 | 87.9695 | 89.7289 | 91.5235 | 93.354 | 95.221 | 97.1254 | 99.068 | 101.0493 | 103.0703 | 105.1317 | 107.2343 | 109.379 | 111.5666 | 113.7979 | 116.0739 | 118.3954 | 120.7633 | 123.1786 | 125.6421 | 128.155 | 130.7181 | 133.3324 | 0 | 0 | 0 | 0 | 0 | 1
| Misc Revenue |  | 0 | 0 | 0 | 0 | 0 | 0 | 0 | 0 | 0 | 0 | 0 | 0 | 0 | 0 | 0 | 0 | 0 | 0 | 0 | 0 | 0 | 0 | 0 | 0 | 0 | 0 | 0 | 0 | 0 | 0 | 0 | 0 | 0 | 0 | 0 | 1
| Total Operating Revenues |  | 4603974.9912 | 4672574.2186 | 4742195.5744 | 4812854.2885 | 4884565.8174 | 4957345.8481 | 5031210.3012 | 5106175.3347 | 5182257.3472 | 5259472.9817 | 5337839.1291 | 5417372.9321 | 5498091.7888 | 5580013.3565 | 5663155.5555 | 5747536.5732 | 5833174.8682 | 5920089.1737 | 6008298.5024 | 6097822.1501 | 6188679.7001 | 6280891.0277 | 6374476.304 | 6469456.0009 | 6565850.8953 | 6663682.0737 | 6762970.9366 | 6863739.2035 | 6966008.9176 | 7069802.4505 | 0 | 0 | 0 | 0 | 0 | 1
1
| Fixed O&M |  | 1020000 | 1040400 | 1061208 | 1082432.16 | 1104080.8032 | 1126162.4193 | 1148685.6676 | 1171659.381 | 1195092.5686 | 1218994.42 | 1243374.3084 | 1268241.7946 | 1293606.6305 | 1319478.7631 | 1345868.3383 | 1372785.7051 | 1400241.4192 | 1428246.2476 | 1456811.1725 | 1485947.396 | 1515666.3439 | 1545979.6708 | 1576899.2642 | 1608437.2495 | 1640605.9945 | 1673418.1144 | 1706886.4766 | 1741024.2062 | 1775844.6903 | 1811361.5841 | 0 | 0 | 0 | 0 | 0 | 1
| Variable O&M |  | 0 | 0 | 0 | 0 | 0 | 0 | 0 | 0 | 0 | 0 | 0 | 0 | 0 | 0 | 0 | 0 | 0 | 0 | 0 | 0 | 0 | 0 | 0 | 0 | 0 | 0 | 0 | 0 | 0 | 0 | 0 | 0 | 0 | 0 | 0 | 1
| Fuel Cost |  | 0 | 0 | 0 | 0 | 0 | 0 | 0 | 0 | 0 | 0 | 0 | 0 | 0 | 0 | 0 | 0 | 0 | 0 | 0 | 0 | 0 | 0 | 0 | 0 | 0 | 0 | 0 | 0 | 0 | 0 | 0 | 0 | 0 | 0 | 0 | 1
| Operating Expenses |  | 1020000 | 1040400 | 1061208 | 1082432.16 | 1104080.8032 | 1126162.4193 | 1148685.6676 | 1171659.381 | 1195092.5686 | 1218994.42 | 1243374.3084 | 1268241.7946 | 1293606.6305 | 1319478.7631 | 1345868.3383 | 1372785.7051 | 1400241.4192 | 1428246.2476 | 1456811.1725 | 1485947.396 | 1515666.3439 | 1545979.6708 | 1576899.2642 | 1608437.2495 | 1640605.9945 | 1673418.1144 | 1706886.4766 | 1741024.2062 | 1775844.6903 | 1811361.5841 | 0 | 0 | 0 | 0 | 0 | 1
1
| Interest Payment |  | 3360000 | 3346077.3106 | 3330483.8985 | 3313019.277 | 3293458.9008 | 3271551.2796 | 3247014.7437 | 3219533.8236 | 3188755.1931 | 3154283.1269 | 3115674.4127 | 3072432.6529 | 3024001.8818 | 2969759.4183 | 2909007.8591 | 2840966.1128 | 2764759.357 | 2679407.7904 | 2583814.0359 | 2476749.0308 | 2356836.2252 | 2222533.8828 | 2072115.2594 | 1903646.4011 | 1714961.2799 | 1503633.9441 | 1266947.328 | 1001858.318 | 704958.6268 | 372430.9727 | 0 | 0 | 0 | 0 | 0 | 1
| Principal Payment |  | 116022.4115 | 129945.1008 | 145538.5129 | 163003.1345 | 182563.5106 | 204471.1319 | 229007.6677 | 256488.5878 | 287267.2184 | 321739.2846 | 360347.9987 | 403589.7586 | 452020.5296 | 506262.9932 | 567014.5524 | 635056.2986 | 711263.0545 | 796614.621 | 892208.3755 | 999273.3806 | 1119186.1863 | 1253488.5286 | 1403907.1521 | 1572376.0103 | 1761061.1316 | 1972388.4673 | 2209075.0834 | 2474164.0934 | 2771063.7846 | 3103591.4388 | 0 | 0 | 0 | 0 | 0 | 1
| Debt Service |  | 3476022.4115 | 3476022.4115 | 3476022.4115 | 3476022.4115 | 3476022.4115 | 3476022.4115 | 3476022.4115 | 3476022.4115 | 3476022.4115 | 3476022.4115 | 3476022.4115 | 3476022.4115 | 3476022.4115 | 3476022.4115 | 3476022.4115 | 3476022.4115 | 3476022.4115 | 3476022.4115 | 3476022.4115 | 3476022.4115 | 3476022.4115 | 3476022.4115 | 3476022.4115 | 3476022.4115 | 3476022.4115 | 3476022.4115 | 3476022.4115 | 3476022.4115 | 3476022.4115 | 3476022.4115 | 0 | 0 | 0 | 0 | 0 | 1
1
34000000 | Tax Depreciation - 5 |  | 6800000 | 10880000 | 6528000 | 3916800 | 3916800 | 1958400 | 0 | 0 | 0 | 0 | 0 | 0 | 0 | 0 | 0 | 0 | 0 | 0 | 0 | 0 | 0 | 0 | 0 | 0 | 0 | 0 | 0 | 0 | 0 | 0 | 0 | 0 | 0 | 0 | 0 | 1
0 | Tax Depreciation - 7 |  | 0 | 0 | 0 | 0 | 0 | 0 | 0 | 0 | 0 | 0 | 0 | 0 | 0 | 0 | 0 | 0 | 0 | 0 | 0 | 0 | 0 | 0 | 0 | 0 | 0 | 0 | 0 | 0 | 0 | 0 | 0 | 0 | 0 | 0 | 0 | 1
0 | Tax Depreciation - 15 |  | 0 | 0 | 0 | 0 | 0 | 0 | 0 | 0 | 0 | 0 | 0 | 0 | 0 | 0 | 0 | 0 | 0 | 0 | 0 | 0 | 0 | 0 | 0 | 0 | 0 | 0 | 0 | 0 | 0 | 0 | 0 | 0 | 0 | 0 | 0 | 1
0 | Tax Depreciation - 20 |  | 0 | 0 | 0 | 0 | 0 | 0 | 0 | 0 | 0 | 0 | 0 | 0 | 0 | 0 | 0 | 0 | 0 | 0 | 0 | 0 | 0 | 0 | 0 | 0 | 0 | 0 | 0 | 0 | 0 | 0 | 0 | 0 | 0 | 0 | 0 | 1
34000000 | Taxable Income |  | -6576025.0088 | -10593903.092 | -6177496.3241 | -3499397.1485 | -3429773.8866 | -1398767.8508 | 635509.8898 | 714982.1301 | 798409.5855 | 886195.4348 | 978790.408 | 1076698.4847 | 1180483.2765 | 1290775.1751 | 1408279.358 | 1533784.7553 | 1668174.092 | 1812435.1357 | 1967673.294 | 2135125.7233 | 2316177.1311 | 2512377.4741 | 2725461.7804 | 2957372.3503 | 3210283.6209 | 3486630.0152 | 3789137.1319 | 4120856.6793 | 4485205.6005 | 4886009.8938 | 0 | 0 | 0 | 0 | 0 | 1
| PTC |  | 0 | 0 | 0 | 0 | 0 | 0 | 0 | 0 | 0 | 0 | 0 | 0 | 0 | 0 | 0 | 0 | 0 | 0 | 0 | 0 | 0 | 0 | 0 | 0 | 0 | 0 | 0 | 0 | 0 | 0 | 0 | 0 | 0 | 0 | 0 | 1
| Taxes |  | -2301608.7531 | -3707866.0822 | -2162123.7134 | -1224789.002 | -1200420.8603 | -489568.7478 | 222428.4614 | 250243.7455 | 279443.3549 | 310168.4022 | 342576.6428 | 376844.4696 | 413169.1468 | 451771.3113 | 492897.7753 | 536824.6644 | 583860.9322 | 634352.2975 | 688685.6529 | 747294.0031 | 810661.9959 | 879332.1159 | 953911.6231 | 1035080.3226 | 1123599.2673 | 1220320.5053 | 1326197.9962 | 1442299.8378 | 1569821.9602 | 1710103.4628 | 0 | 0 | 0 | 0 | 0 | 1
1
| Total | -12000000 | 2409561.3328 | 3864017.8893 | 2367088.8764 | 1479188.719 | 1504883.4631 | 844729.7651 | 184073.7607 | 208249.7967 | 231699.0122 | 254287.748 | 275865.7664 | 296264.2565 | 315293.6001 | 332740.8706 | 348367.0304 | 361903.7923 | 373050.1053 | 381468.2172 | 386779.2655 | 388558.3395 | 386328.9489 | 379556.8295 | 367643.0052 | 349916.0174 | 325623.2221 | 293921.0425 | 253864.0523 | 204392.7481 | 144319.8557 | 72314.9921 | 0 | 0 | 0 | 0 | 0 | 1
| Costs only | -12000000 | 107195.0947 | 2899309.753 | -212982.9846 | -2108876.5675 | -2179261.494 | -3623047.3352 | -4847136.5405 | -4897925.538 | -4950558.335 | -5005185.2336 | -5061973.3626 | -5121108.6757 | -5182798.1887 | -5247272.4858 | -5314788.5251 | -5385632.7809 | -5460124.7629 | -5538620.9565 | -5621519.2369 | -5709263.8106 | -5802350.7512 | -5901334.1982 | -6006833.2988 | -6119539.9835 | -6240227.6733 | -6369761.0311 | -6509106.8843 | -6659346.4554 | -6821689.0619 | -6997487.4584 | [5 empty] | 1
1
| MACRS Depreciation Schedules | [36 empty] | 1
|  | 5 | 0.2 | 0.32 | 0.192 | 0.1152 | 0.1152 | 0.0576 | 0 | 0 | 0 | 0 | 0 | 0 | 0 | 0 | 0 | 0 | 0 | 0 | 0 | 0 | 0 | 0 | 0 | 0 | 0 | 0 | 0 | 0 | 0 | 0 | 0 | 0 | 0 | 0 | 0 | 1
|  | 7 | 0.1429 | 0.2449 | 0.1749 | 0.1249 | 0.0893 | 0.0892 | 0.0893 | 0.0446 | 0 | 0 | 0 | 0 | 0 | 0 | 0 | 0 | 0 | 0 | 0 | 0 | 0 | 0 | 0 | 0 | 0 | 0 | 0 | 0 | 0 | 0 | 0 | 0 | 0 | 0 | 0
|  | 15 | 0.05 | 0.095 | 0.0855 | 0.077 | 0.0693 | 0.0623 | 0.059 | 0.059 | 0.0591 | 0.059 | 0.0591 | 0.059 | 0.0591 | 0.059 | 0.0591 | 0.0295 | 0 | 0 | 0 | 0 | 0 | 0 | 0 | 0 | 0 | 0 | 0 | 0 | 0 | 0 | 0 | 0 | 0 | 0 | 0
|  | 20 | 0.0375 | 0.07219 | 0.06677 | 0.06177 | 0.05713 | 0.05285 | 0.04888 | 0.04522 | 0.04462 | 0.04461 | 0.04462 | 0.04461 | 0.04462 | 0.04461 | 0.04462 | 0.04461 | 0.04462 | 0.04461 | 0.04462 | 0.04461 | 0.02231 | 0 | 0 | 0 | 0 | 0 | 0 | 0 | 0 | 0 | 0 | 0 | 0 | 0 | 0
NPV (years) | 5% | 8%
15 | 263914.7413 | -837686.0824 | 0.5% 2021 3: Conservatve
30 | 1820037.9828 | 1.3369e-07 | 0.5% 2021 3: Assuming continued generation after 2034
Using their numbers for all costs through 2033 (15 years)
No inflation for bumping start from 2017 to 2019
NPV Costs only (years) | 5% | 8% | 0.5% 2019 1: annualized MWh; 0.5% 2021 3: Using cost of generation calculator from RETI
15 | -40370030.8828 | -32168655.7511 | 0.5% 2019 1: 59073.2935
30 | -68782628.2115 | -46959585.2699 | 0.5% 2019 1: 55233.8152
NPV factor | 10.3797 | 8.5595
| 15.3725 | 11.2578
Levelized Cost | 5% | 8% | bar: 0.5% 2019 1
15 | -65.8392 | -63.6201
30 | -81.0085 | -75.5208
Note on P11: I am an important empty cell. Don't delete or use me.
Note on L15: Excess equity return
Note on D25: Minimized while ensuring adequate equity return.

## Wind, OFFshore LCOE (2)
1
1
1
| Wind LCOE | [36 empty] | 1
| All inputs are in blue. | [36 empty] | 1
1
| Technology Assumptions |  |  |  | Financial/Economic Assumptions |  |  |  | Incentives |  |  |  | Calculation |  |  |  | Additional costs | [20 empty] | 1
| Project Capacity (MW) |  | 50 |  | Debt Percentage |  | 70% |  | PTC ($/MWh) |  | 0 | [5 empty] | Transmission | 12150000 | [19 empty] | 1
| Capital Cost ($/kW) |  | 6000 |  | Debt Rate |  | 12% |  | PTC Escalation |  | 0% |  | Cap Cost |  | 312150000 | [22 empty] | 1
| Fixed O&M ($/kW) |  | 132 |  | Debt Term (years) |  | 30 |  | PTC Term (years) |  | 0 |  | Additional Cost |  | 12150000 | [22 empty] | 1
| Fixed O&M Escalation |  | 2% |  | Economic Life (years) |  | 30 |  | ITC |  | 0% | [26 empty] | 1
| Variable O&M ($/MWh) |  | 0 |  | Percent 5-year MACRS |  | 100% |  | ITC Depr Basis |  | 85% |  |  | -3.2746e-07 | [23 empty] | 1
| Variable O&M Escalation |  | 2% |  | Percent 7-year MACRS |  | 0% | [6 empty] | 0 | -269529865.9948 |  | Sum | 12150000 | [19 empty] | 1
| Fuel Cost ($/MBtu) |  | 0 |  | Percent 15-year MACRS |  | 0% |  | Outputs |  |  |  |  | 5 | -260974412.743 | [22 empty] | 1
| Fuel Cost Escalation |  | 1% |  | Percent 20-year MACRS |  | 0% |  | NPV Equity Return |  | -3.2746e-07 |  |  | slope | 1711090.6503 | [22 empty] | 1
| Heat Rate (Btu/kWh) |  | 9750 |  | Energy Price Escalation |  | 2% | [30 empty] | 1
| Capacity Factor |  | 50% |  | Tax Rate |  | 35% |  | LCOE |  | 191.2226 | [26 empty] | 1
| Misc Revenue ($/MWh) |  | 0 |  | Cost of Equity |  | 8% | [30 empty] | 1
| Misc Escalation |  | 2.5% |  | Discount Rate |  | 8% |  | Simple LCOE |  | 156.7465 | [26 empty] | 1
| Degradation |  | 0.5% | [34 empty] | 1
|  |  | 2019 | 2020 | 2021 | 2022 | 2023 | 2024 | 2025 | 2026 | 2027 | 2028 | 2029 | 2030 | 2031 | 2032 | 2033 | 2034 | 2035 | 2036 | 2037 | 2038 | 2039 | 2040 | 2041 | 2042 | 2043 | 2044 | 2045 | 2046 | 2047 | 2048 | 2049 | 2050 | 2051 | 2052 | 2053 | 1
| Year |  | 1 | 2 | 3 | 4 | 5 | 6 | 7 | 8 | 9 | 10 | 11 | 12 | 13 | 14 | 15 | 16 | 17 | 18 | 19 | 20 | 21 | 22 | 23 | 24 | 25 | 26 | 27 | 28 | 29 | 30 | 31 | 32 | 33 | 34 | 35 | 1
1
| Annual Generation (MWh) |  | 219000 | 217905 | 216815.475 | 215731.3976 | 214652.7406 | 213579.4769 | 212511.5795 | 211449.0217 | 210391.7765 | 209339.8177 | 208293.1186 | 207251.653 | 206215.3947 | 205184.3177 | 204158.3962 | 203137.6042 | 202121.9162 | 201111.3066 | 200105.75 | 199105.2213 | 198109.6952 | 197119.1467 | 196133.551 | 195152.8832 | 194177.1188 | 193206.2332 | 192240.202 | 191279.001 | 190322.606 | 189370.993 | 0 | 0 | 0 | 0 | 0 | 1
| Power Price |  | 157.5193 | 160.6697 | 163.8831 | 167.1608 | 170.504 | 173.9141 | 177.3924 | 180.9402 | 184.559 | 188.2502 | 192.0152 | 195.8555 | 199.7726 | 203.7681 | 207.8434 | 212.0003 | 216.2403 | 220.5651 | 224.9764 | 229.4759 | 234.0654 | 238.7468 | 243.5217 | 248.3921 | 253.36 | 258.4272 | 263.5957 | 268.8676 | 274.245 | 279.7299 | 0 | 0 | 0 | 0 | 0 | 1
| Misc Revenue |  | 0 | 0 | 0 | 0 | 0 | 0 | 0 | 0 | 0 | 0 | 0 | 0 | 0 | 0 | 0 | 0 | 0 | 0 | 0 | 0 | 0 | 0 | 0 | 0 | 0 | 0 | 0 | 0 | 0 | 0 | 0 | 0 | 0 | 0 | 0 | 1
| Total Operating Revenues |  | 34496734.9573 | 35010736.3082 | 35532396.2792 | 36061828.9838 | 36599150.2356 | 37144477.5741 | 37697930.29 | 38259629.4513 | 38829697.9301 | 39408260.4293 | 39995443.5097 | 40591375.618 | 41196187.1147 | 41810010.3027 | 42432979.4562 | 43065230.8501 | 43706902.7898 | 44358135.6413 | 45019071.8624 | 45689856.0331 | 46370634.888 | 47061557.3479 | 47762774.5523 | 48474439.8932 | 49196709.0476 | 49929740.0124 | 50673693.1386 | 51428731.1663 | 52195019.2607 | 52972725.0477 | 0 | 0 | 0 | 0 | 0 | 1
1
| Fixed O&M |  | 6600000 | 6732000 | 6866640 | 7003972.8 | 7144052.256 | 7286933.3011 | 7432671.9671 | 7581325.4065 | 7732951.9146 | 7887610.9529 | 8045363.172 | 8206270.4354 | 8370395.8441 | 8537803.761 | 8708559.8362 | 8882731.0329 | 9060385.6536 | 9241593.3667 | 9426425.234 | 9614953.7387 | 9807252.8135 | 10003397.8697 | 10203465.8271 | 10407535.1437 | 10615685.8465 | 10827999.5635 | 11044559.5547 | 11265450.7458 | 11490759.7607 | 11720574.956 | 0 | 0 | 0 | 0 | 0 | 1
| Variable O&M |  | 0 | 0 | 0 | 0 | 0 | 0 | 0 | 0 | 0 | 0 | 0 | 0 | 0 | 0 | 0 | 0 | 0 | 0 | 0 | 0 | 0 | 0 | 0 | 0 | 0 | 0 | 0 | 0 | 0 | 0 | 0 | 0 | 0 | 0 | 0 | 1
| Fuel Cost |  | 0 | 0 | 0 | 0 | 0 | 0 | 0 | 0 | 0 | 0 | 0 | 0 | 0 | 0 | 0 | 0 | 0 | 0 | 0 | 0 | 0 | 0 | 0 | 0 | 0 | 0 | 0 | 0 | 0 | 0 | 0 | 0 | 0 | 0 | 0 | 1
| Operating Expenses |  | 6600000 | 6732000 | 6866640 | 7003972.8 | 7144052.256 | 7286933.3011 | 7432671.9671 | 7581325.4065 | 7732951.9146 | 7887610.9529 | 8045363.172 | 8206270.4354 | 8370395.8441 | 8537803.761 | 8708559.8362 | 8882731.0329 | 9060385.6536 | 9241593.3667 | 9426425.234 | 9614953.7387 | 9807252.8135 | 10003397.8697 | 10203465.8271 | 10407535.1437 | 10615685.8465 | 10827999.5635 | 11044559.5547 | 11265450.7458 | 11490759.7607 | 11720574.956 | 0 | 0 | 0 | 0 | 0 | 1
1
| Interest Payment |  | 26220600 | 26111950.8128 | 25990263.7231 | 25853974.1827 | 25701329.8974 | 25530368.2979 | 25338891.3064 | 25124437.076 | 24884248.3379 | 24615236.9512 | 24313944.1982 | 23976496.3148 | 23598554.6853 | 23175260.0604 | 22701170.0804 | 22170189.3028 | 21575490.832 | 20909428.5446 | 20163438.7828 | 19327930.2495 | 18392160.6922 | 17344098.7881 | 16170269.4554 | 14855580.6029 | 13383129.088 | 11733983.3914 | 9886940.2112 | 7818251.8493 | 5501320.884 | 2906358.2029 | 0 | 0 | 0 | 0 | 0 | 1
| Principal Payment |  | 905409.8934 | 1014059.0806 | 1135746.1703 | 1272035.7107 | 1424679.996 | 1595641.5955 | 1787118.587 | 2001572.8174 | 2241761.5555 | 2510772.9421 | 2812065.6952 | 3149513.5786 | 3527455.2081 | 3950749.833 | 4424839.813 | 4955820.5905 | 5550519.0614 | 6216581.3488 | 6962571.1106 | 7798079.6439 | 8733849.2012 | 9781911.1053 | 10955740.4379 | 12270429.2905 | 13742880.8054 | 15392026.502 | 17239069.6822 | 19307758.0441 | 21624689.0094 | 24219651.6905 | 0 | 0 | 0 | 0 | 0 | 1
| Debt Service |  | 27126009.8934 | 27126009.8934 | 27126009.8934 | 27126009.8934 | 27126009.8934 | 27126009.8934 | 27126009.8934 | 27126009.8934 | 27126009.8934 | 27126009.8934 | 27126009.8934 | 27126009.8934 | 27126009.8934 | 27126009.8934 | 27126009.8934 | 27126009.8934 | 27126009.8934 | 27126009.8934 | 27126009.8934 | 27126009.8934 | 27126009.8934 | 27126009.8934 | 27126009.8934 | 27126009.8934 | 27126009.8934 | 27126009.8934 | 27126009.8934 | 27126009.8934 | 27126009.8934 | 27126009.8934 | 0 | 0 | 0 | 0 | 0 | 1
1
265327500 | Tax Depreciation - 5 |  | 53065500 | 84904800 | 50942880 | 30565728 | 30565728 | 15282864 | 0 | 0 | 0 | 0 | 0 | 0 | 0 | 0 | 0 | 0 | 0 | 0 | 0 | 0 | 0 | 0 | 0 | 0 | 0 | 0 | 0 | 0 | 0 | 0 | 0 | 0 | 0 | 0 | 0 | 1
0 | Tax Depreciation - 7 |  | 0 | 0 | 0 | 0 | 0 | 0 | 0 | 0 | 0 | 0 | 0 | 0 | 0 | 0 | 0 | 0 | 0 | 0 | 0 | 0 | 0 | 0 | 0 | 0 | 0 | 0 | 0 | 0 | 0 | 0 | 0 | 0 | 0 | 0 | 0 | 1
0 | Tax Depreciation - 15 |  | 0 | 0 | 0 | 0 | 0 | 0 | 0 | 0 | 0 | 0 | 0 | 0 | 0 | 0 | 0 | 0 | 0 | 0 | 0 | 0 | 0 | 0 | 0 | 0 | 0 | 0 | 0 | 0 | 0 | 0 | 0 | 0 | 0 | 0 | 0 | 1
0 | Tax Depreciation - 20 |  | 0 | 0 | 0 | 0 | 0 | 0 | 0 | 0 | 0 | 0 | 0 | 0 | 0 | 0 | 0 | 0 | 0 | 0 | 0 | 0 | 0 | 0 | 0 | 0 | 0 | 0 | 0 | 0 | 0 | 0 | 0 | 0 | 0 | 0 | 0 | 1
265327500 | Taxable Income |  | -51389365.0427 | -82738014.5046 | -48267387.4439 | -27361845.9989 | -26811959.9178 | -10955688.0249 | 4926367.0164 | 5553866.9688 | 6212497.6776 | 6905412.5251 | 7636136.1395 | 8408608.8678 | 9227236.5852 | 10096946.4813 | 11023249.5396 | 12012310.5143 | 13071026.3042 | 14207113.73 | 15429207.8456 | 16746972.045 | 18171221.3824 | 19714060.6901 | 21389039.2698 | 23211324.1466 | 25197894.113 | 27367757.0575 | 29742193.3727 | 32345028.5712 | 35202938.616 | 38345791.8889 | 0 | 0 | 0 | 0 | 0 | 1
| PTC |  | 0 | 0 | 0 | 0 | 0 | 0 | 0 | 0 | 0 | 0 | 0 | 0 | 0 | 0 | 0 | 0 | 0 | 0 | 0 | 0 | 0 | 0 | 0 | 0 | 0 | 0 | 0 | 0 | 0 | 0 | 0 | 0 | 0 | 0 | 0 | 1
| Taxes |  | -17986277.7649 | -28958305.0766 | -16893585.6054 | -9576646.0996 | -9384185.9712 | -3834490.8087 | 1724228.4557 | 1943853.4391 | 2174374.1872 | 2416894.3838 | 2672647.6488 | 2943013.1037 | 3229532.8048 | 3533931.2685 | 3858137.3389 | 4204308.68 | 4574859.2065 | 4972489.8055 | 5400222.746 | 5861440.2157 | 6359927.4838 | 6899921.2415 | 7486163.7444 | 8123963.4513 | 8819262.9396 | 9578714.9701 | 10409767.6804 | 11320759.9999 | 12321028.5156 | 13421027.1611 | 0 | 0 | 0 | 0 | 0 | 1
1
| Total | -93645000 | 18757002.8289 | 30111031.4914 | 18433331.9912 | 11508492.39 | 11713274.0575 | 6566025.1883 | 1415019.9737 | 1608440.7123 | 1796361.935 | 1977745.1992 | 2151422.7955 | 2316082.1855 | 2470248.5724 | 2612265.3798 | 2740272.3877 | 2852181.2438 | 2945648.0363 | 3018042.5758 | 3066413.989 | 3087452.1853 | 3077444.6974 | 3032228.3432 | 2947135.0874 | 2816931.4048 | 2635750.3681 | 2397015.5854 | 2093356.01 | 1716510.5272 | 1257221.091 | 705113.0373 | 0 | 0 | 0 | 0 | 0 | 1
| Costs only | -93645000 | 2246545.6365 | 24058600.2598 | -205478.6826 | -14976690.4941 | -15501690.2069 | -26743961.5771 | -36282910.3163 | -36651188.739 | -37033335.9952 | -37430515.2301 | -37844020.7142 | -38275293.4325 | -38725938.5423 | -39197744.9228 | -39692707.0685 | -40213049.6063 | -40761254.7535 | -41340093.0656 | -41952657.8734 | -42602403.8478 | -43293190.1907 | -44029329.0046 | -44815639.4649 | -45657508.4884 | -46560958.6795 | -47532724.427 | -48580337.1286 | -49712220.6392 | -50937798.1697 | -52267612.0105 | [5 empty] | 1
1
| MACRS Depreciation Schedules | [36 empty] | 1
|  | 5 | 0.2 | 0.32 | 0.192 | 0.1152 | 0.1152 | 0.0576 | 0 | 0 | 0 | 0 | 0 | 0 | 0 | 0 | 0 | 0 | 0 | 0 | 0 | 0 | 0 | 0 | 0 | 0 | 0 | 0 | 0 | 0 | 0 | 0 | 0 | 0 | 0 | 0 | 0 | 1
|  | 7 | 0.1429 | 0.2449 | 0.1749 | 0.1249 | 0.0893 | 0.0892 | 0.0893 | 0.0446 | 0 | 0 | 0 | 0 | 0 | 0 | 0 | 0 | 0 | 0 | 0 | 0 | 0 | 0 | 0 | 0 | 0 | 0 | 0 | 0 | 0 | 0 | 0 | 0 | 0 | 0 | 0
|  | 15 | 0.05 | 0.095 | 0.0855 | 0.077 | 0.0693 | 0.0623 | 0.059 | 0.059 | 0.0591 | 0.059 | 0.0591 | 0.059 | 0.0591 | 0.059 | 0.0591 | 0.0295 | 0 | 0 | 0 | 0 | 0 | 0 | 0 | 0 | 0 | 0 | 0 | 0 | 0 | 0 | 0 | 0 | 0 | 0 | 0
|  | 20 | 0.0375 | 0.07219 | 0.06677 | 0.06177 | 0.05713 | 0.05285 | 0.04888 | 0.04522 | 0.04462 | 0.04461 | 0.04462 | 0.04461 | 0.04462 | 0.04461 | 0.04462 | 0.04461 | 0.04462 | 0.04461 | 0.04462 | 0.04461 | 0.02231 | 0 | 0 | 0 | 0 | 0 | 0 | 0 | 0 | 0 | 0 | 0 | 0 | 0 | 0
NPV (years) | 5% | 8%
15 | 1867323.1755 | -6710268.8066 | 0.5% 2021 3: Conservatve
30 | 14359456.4201 | -3.2746e-07 | 0.5% 2021 3: Assuming continued generation after 2034
Using their numbers for all costs through 2033 (15 years)
No inflation for bumping start from 2017 to 2019
NPV Costs only (years) | 5% | 8% | 0.5% 2019 1: annualized MWh; 0.5% 2021 3: Using cost of generation calculator from RETI
15 | -299615380.8128 | -238774886.562 | 0.5% 2019 1: 210976.0481
30 | -511673340.1498 | -349166950.2341 | 0.5% 2019 1: 197263.6256
NPV factor | 10.3797 | 8.5595
| 15.3725 | 11.2578
Levelized Cost | 5% | 8% | bar: 0.5% 2019 1
15 | -136.8195 | -132.2234
30 | -168.734 | -157.2292
Note on P11: I am an important empty cell. Don't delete or use me.
Note on L15: Excess equity return
Note on D25: Minimized while ensuring adequate equity return.

## LNG LCOE OAHU
1
1
1
| Oahu LNG Costs | [36 empty] | 1
| All inputs are in blue. | [36 empty] | 1
1
| Technology Assumptions |  |  |  | Financial/Economic Assumptions |  |  |  | Incentives |  |  |  | Calculation |  |  |  | LNG Costs | [20 empty] | 1
[5 empty] | Debt Percentage |  | 70% |  | PTC ($/MWh) |  | 0 | [5 empty] | Old Plant Retirement | 109354000 | [19 empty] | 1
[5 empty] | Debt Rate |  | 12% |  | PTC Escalation |  | 0% |  | Cap Cost |  | 1839358000 |  | New peakers and cyclers | 1565004000 | [19 empty] | 1
[5 empty] | Debt Term (years) |  | 30 |  | PTC Term (years) |  | 10 | [5 empty] | Plant Conversions | 165000000 | [19 empty] | 1
[5 empty] | Economic Life (years) |  | 30 |  | ITC |  | 0% | [26 empty] | 1
| Variable + Fixed O&M ($/MWh) |  | 20 |  | Percent 5-year MACRS |  | 100% |  | ITC Depr Basis |  | 85% |  |  | -7.3466e-05 | [23 empty] | 1
| Variable O&M Escalation |  | 2% |  | Percent 7-year MACRS |  | 0% | [6 empty] | 0 | -5396106041.2798 |  | Sum | 1839358000 | [19 empty] | 1
LNG Costs start at | Fuel Cost ($/MBtu) |  | 12 |  | Percent 15-year MACRS |  | 0% |  | Outputs |  |  |  |  | 5 | -5263532088.294 | [22 empty] | 1
$16/mmbtu, then drop | Fuel Cost Escalation |  | 2% |  | Percent 20-year MACRS |  | 0% |  | NPV Equity Return |  | -7.3466e-05 |  |  | slope | 26514790.5972 | [22 empty] | 1
to $12/mmbtu 5 years in; | Heat Rate (Btu/kWh) |  | 9750 |  | Energy Price Escalation |  | 2% | [30 empty] | 1
shift is currently reflected |  |  |  |  | Tax Rate |  | 35% |  | LCOE |  | 247.0572 | [26 empty] | 1
[5 empty] | Cost of Equity |  | 8% | [30 empty] | 1
[5 empty] | Discount Rate |  | 8% |  | Simple LCOE |  | 222.5536 | [26 empty] | 1
1
|  |  | 2019 | 2020 | 2021 | 2022 | 2023 | 2024 | 2025 | 2026 | 2027 | 2028 | 2029 | 2030 | 2031 | 2032 | 2033 | 2034 | 2035 | 2036 | 2037 | 2038 | 2039 | 2040 | 2041 | 2042 | 2043 | 2044 | 2045 | 2046 | 2047 | 2048 | 2049 | 2050 | 2051 | 2052 | 2053 | 1
| Year |  | 1 | 2 | 3 | 4 | 5 | 6 | 7 | 8 | 9 | 10 | 11 | 12 | 13 | 14 | 15 | 16 | 17 | 18 | 19 | 20 | 21 | 22 | 23 | 24 | 25 | 26 | 27 | 28 | 29 | 30 | 31 | 32 | 33 | 34 | 35 | 1
1
Taken from PSIP | Annual Generation (MWh) |  | 4518701 | 4344282 | 4304322 | 4324016 | 4204490 | 4060219 | 4005623 | 3830302 | 3774298 | 3566745 | 3285072 | 3165893 | 2979373 | 2724461 | 2724461 | 2700000 | 2700000 | 1500000 | 1500000 | 1500000 | 1500000 | 1500000 | 1500000 | 1500000 | 1500000 | 1500000 | 1500000 | 1500000 | 1500000 | 1500000 | 0 | 0 | 0 | 0 | 0 | 1
| Power Price |  | 203.5131 | 207.5833 | 211.735 | 215.9697 | 220.2891 | 224.6949 | 229.1888 | 233.7725 | 238.448 | 243.2169 | 248.0813 | 253.0429 | 258.1038 | 263.2658 | 268.5312 | 273.9018 | 279.3798 | 284.9674 | 290.6668 | 296.4801 | 302.4097 | 308.4579 | 314.627 | 320.9196 | 327.338 | 333.8847 | 340.5624 | 347.3737 | 354.3212 | 361.4076 | 0 | 0 | 0 | 0 | 0 | 1
| Misc Revenue |  | 0 | 0 | 0 | 0 | 0 | 0 | 0 | 0 | 0 | 0 | 0 | 0 | 0 | 0 | 0 | 0 | 0 | 0 | 0 | 0 | 0 | 0 | 0 | 0 | 0 | 0 | 0 | 0 | 0 | 0 | 0 | 0 | 0 | 0 | 0 | 1
| Total Operating Revenues |  | 919614645.8513 | 901800464.3296 | 911375543.7121 | 933856361.5083 | 926203216.6546 | 912310329.2158 | 918043746.5568 | 895419387.8192 | 899973734.8907 | 867492804.0748 | 814964862.16 | 801106759.123 | 768987380.5632 | 717257506.9967 | 731602657.1367 | 739534798.9031 | 754325494.8812 | 427451113.766 | 436000136.0413 | 444720138.7621 | 453614541.5374 | 462686832.3681 | 471940569.0155 | 481379380.3958 | 491006968.0037 | 500827107.3638 | 510843649.5111 | 521060522.5013 | 531481732.9513 | 542111367.6104 | 0 | 0 | 0 | 0 | 0 | 1
1
| Fixed O&M |  | 0 | 0 | 0 | 0 | 0 | 0 | 0 | 0 | 0 | 0 | 0 | 0 | 0 | 0 | 0 | 0 | 0 | 0 | 0 | 0 | 0 | 0 | 0 | 0 | 0 | 0 | 0 | 0 | 0 | 0 | 0 | 0 | 0 | 0 | 0 | 1
Taken from PSIP; averaged otherwise | Variable + Fixed O&M |  | 90374020 | 88623352.8 | 89564332.176 | 91773607.4266 | 91021503.848 | 89656197.0938 | 90219641.7668 | 87996260.2034 | 88443833.168 | 85251808.8734 | 80089688.7456 | 78727800.3865 | 75571307.2038 | 70487616.2803 | 71897368.6059 | 72676890.2695 | 74130428.0749 | 42007242.5758 | 42847387.4273 | 43704335.1758 | 44578421.8794 | 45469990.3169 | 46379390.1233 | 47306977.9257 | 48253117.4843 | 49218179.8339 | 50202543.4306 | 51206594.2992 | 52230726.1852 | 53275340.7089 | 0 | 0 | 0 | 0 | 0 | 1
Taken from PSIP | Fuel Cost (+Power Purchase KPLP) |  | 751893855.8415 | 727496787.9173 | 729856366.0111 | 743261532.5998 | 742622607.9255 | 535164143.1136 | 520712116.1215 | 498622927.0624 | 502685311.7923 | 484443217.2026 | 467889565.6038 | 466395896.9166 | 449998361.6188 | 407086520.0029 | 407086520.0029 | 425159808.0766 | 433663004.2381 | 245742369.0683 | 250657216.4496 | 255670360.7786 | 260783767.9942 | 265999443.3541 | 271319432.2212 | 276745820.8656 | 282280737.2829 | 287926352.0286 | 293684879.0691 | 299558576.6505 | 305549748.1835 | 311660743.1472 | 0 | 0 | 0 | 0 | 0 | 1
| Operating Expenses |  | 842267875.8415 | 816120140.7173 | 819420698.1871 | 835035140.0263 | 833644111.7734 | 624820340.2074 | 610931757.8883 | 586619187.2658 | 591129144.9603 | 569695026.076 | 547979254.3495 | 545123697.3032 | 525569668.8226 | 477574136.2831 | 478983888.6088 | 497836698.3461 | 507793432.313 | 287749611.644 | 293504603.8769 | 299374695.9545 | 305362189.8736 | 311469433.671 | 317698822.3444 | 324052798.7913 | 330533854.7672 | 337144531.8625 | 343887422.4998 | 350765170.9497 | 357780474.3687 | 364936083.8561 | 0 | 0 | 0 | 0 | 0 | 1
1
| Interest Payment |  | 154506072 | 153865851.7479 | 153148805.0656 | 152345712.7814 | 151446249.4231 | 150438850.4619 | 149310563.6252 | 148046882.3682 | 146631559.3603 | 145046397.5915 | 143271016.4104 | 141282589.4876 | 139055551.334 | 136561268.602 | 133767671.9422 | 130638843.6832 | 127134556.0331 | 123209753.865 | 118813975.4368 | 113890703.5971 | 108376639.1367 | 102200886.9411 | 95284044.4819 | 87537180.9277 | 78860693.7469 | 69143028.1045 | 58259242.585 | 46069402.8031 | 32416782.2474 | 17125847.2251 | 0 | 0 | 0 | 0 | 0 | 1
| Principal Payment |  | 5335168.7672 | 5975389.0193 | 6692435.7016 | 7495527.9858 | 8394991.3441 | 9402390.3053 | 10530677.142 | 11794358.399 | 13209681.4069 | 14794843.1757 | 16570224.3568 | 18558651.2796 | 20785689.4332 | 23279972.1652 | 26073568.825 | 29202397.084 | 32706684.7341 | 36631486.9022 | 41027265.3304 | 45950537.1701 | 51464601.6305 | 57640353.8261 | 64557196.2853 | 72304059.8395 | 80980547.0203 | 90698212.6627 | 101581998.1822 | 113771837.9641 | 127424458.5198 | 142715393.5421 | 0 | 0 | 0 | 0 | 0 | 1
| Debt Service |  | 159841240.7672 | 159841240.7672 | 159841240.7672 | 159841240.7672 | 159841240.7672 | 159841240.7672 | 159841240.7672 | 159841240.7672 | 159841240.7672 | 159841240.7672 | 159841240.7672 | 159841240.7672 | 159841240.7672 | 159841240.7672 | 159841240.7672 | 159841240.7672 | 159841240.7672 | 159841240.7672 | 159841240.7672 | 159841240.7672 | 159841240.7672 | 159841240.7672 | 159841240.7672 | 159841240.7672 | 159841240.7672 | 159841240.7672 | 159841240.7672 | 159841240.7672 | 159841240.7672 | 159841240.7672 | 0 | 0 | 0 | 0 | 0 | 1
1
1563454300 | Tax Depreciation - 5 |  | 312690860 | 500305376 | 300183225.6 | 180109935.36 | 180109935.36 | 90054967.68 | 0 | 0 | 0 | 0 | 0 | 0 | 0 | 0 | 0 | 0 | 0 | 0 | 0 | 0 | 0 | 0 | 0 | 0 | 0 | 0 | 0 | 0 | 0 | 0 | 0 | 0 | 0 | 0 | 0 | 1
0 | Tax Depreciation - 7 |  | 0 | 0 | 0 | 0 | 0 | 0 | 0 | 0 | 0 | 0 | 0 | 0 | 0 | 0 | 0 | 0 | 0 | 0 | 0 | 0 | 0 | 0 | 0 | 0 | 0 | 0 | 0 | 0 | 0 | 0 | 0 | 0 | 0 | 0 | 0 | 1
0 | Tax Depreciation - 15 |  | 0 | 0 | 0 | 0 | 0 | 0 | 0 | 0 | 0 | 0 | 0 | 0 | 0 | 0 | 0 | 0 | 0 | 0 | 0 | 0 | 0 | 0 | 0 | 0 | 0 | 0 | 0 | 0 | 0 | 0 | 0 | 0 | 0 | 0 | 0 | 1
0 | Tax Depreciation - 20 |  | 0 | 0 | 0 | 0 | 0 | 0 | 0 | 0 | 0 | 0 | 0 | 0 | 0 | 0 | 0 | 0 | 0 | 0 | 0 | 0 | 0 | 0 | 0 | 0 | 0 | 0 | 0 | 0 | 0 | 0 | 0 | 0 | 0 | 0 | 0 | 1
1563454300 | Taxable Income |  | -389850161.9902 | -568490904.1357 | -361377185.1407 | -233634426.6595 | -238997079.902 | 46996170.8666 | 157801425.0433 | 160753318.1852 | 162213030.5702 | 152751380.4073 | 123714591.4002 | 114700472.3322 | 104362160.4066 | 103122102.1116 | 118851096.5857 | 111059256.8738 | 119397506.535 | 16491748.2569 | 23681556.7276 | 31454739.2106 | 39875712.5271 | 49016511.7561 | 58957702.1891 | 69789400.6768 | 81612419.4896 | 94539547.3968 | 108696984.4263 | 124225948.7484 | 141284476.3352 | 160049436.5292 | 0 | 0 | 0 | 0 | 0 | 1
| PTC |  | 0 | 0 | 0 | 0 | 0 | 0 | 0 | 0 | 0 | 0 | 0 | 0 | 0 | 0 | 0 | 0 | 0 | 0 | 0 | 0 | 0 | 0 | 0 | 0 | 0 | 0 | 0 | 0 | 0 | 0 | 0 | 0 | 0 | 0 | 0 | 1
| Taxes |  | -136447556.6966 | -198971816.4475 | -126482014.7992 | -81772049.3308 | -83648977.9657 | 16448659.8033 | 55230498.7652 | 56263661.3648 | 56774560.6996 | 53462983.1426 | 43300106.9901 | 40145165.3163 | 36526756.1423 | 36092735.739 | 41597883.805 | 38870739.9058 | 41789127.2873 | 5772111.8899 | 8288544.8547 | 11009158.7237 | 13956499.3845 | 17155779.1146 | 20635195.7662 | 24426290.2369 | 28564346.8214 | 33088841.5889 | 38043944.5492 | 43479082.062 | 49449566.7173 | 56017302.7852 | 0 | 0 | 0 | 0 | 0 | 1
1
| Total | -551807400 | 53953085.9392 | 124810899.2925 | 58595619.557 | 20752030.0456 | 16366842.0797 | 111200088.4379 | 92040249.1362 | 92695298.4214 | 92228788.4637 | 84493554.089 | 63844260.0533 | 55996655.7363 | 47049714.8311 | 43749394.2073 | 51179643.9557 | 42986119.884 | 44901694.5137 | -25911850.5352 | -25634253.4575 | -25504956.6832 | -25545388.4879 | -25779621.1847 | -26234689.8623 | -26940949.3996 | -27932474.352 | -29247506.8548 | -30928958.3051 | -33024971.2776 | -35589548.9019 | -38683259.7982 | 0 | 0 | 0 | 0 | 0 | 1
| Costs only | -551807400 | -729214003.2156 | -578017748.5895 | -726297909.3558 | -831332282.1319 | -826187396.6092 | -801110240.7779 | -826003497.4207 | -802724089.3978 | -807744946.427 | -782999249.9858 | -751120602.1067 | -745110103.3867 | -721937665.7321 | -673508112.7894 | -680423013.181 | -696548679.0191 | -709423800.3675 | -453362964.3012 | -461634389.4988 | -470225095.4454 | -479159930.0252 | -488466453.5528 | -498175258.8778 | -508320329.7954 | -518939442.3557 | -530074614.2186 | -541772607.8162 | -554085493.7789 | -567071281.8532 | -580794627.4085 | [5 empty] | 1
1
| MACRS Depreciation Schedules | [36 empty] | 1
|  | 5 | 0.2 | 0.32 | 0.192 | 0.1152 | 0.1152 | 0.0576 | 0 | 0 | 0 | 0 | 0 | 0 | 0 | 0 | 0 | 0 | 0 | 0 | 0 | 0 | 0 | 0 | 0 | 0 | 0 | 0 | 0 | 0 | 0 | 0 | 0 | 0 | 0 | 0 | 0 | 1
|  | 7 | 0.1429 | 0.2449 | 0.1749 | 0.1249 | 0.0893 | 0.0892 | 0.0893 | 0.0446 | 0 | 0 | 0 | 0 | 0 | 0 | 0 | 0 | 0 | 0 | 0 | 0 | 0 | 0 | 0 | 0 | 0 | 0 | 0 | 0 | 0 | 0 | 0 | 0 | 0 | 0 | 0
|  | 15 | 0.05 | 0.095 | 0.0855 | 0.077 | 0.0693 | 0.0623 | 0.059 | 0.059 | 0.0591 | 0.059 | 0.0591 | 0.059 | 0.0591 | 0.059 | 0.0591 | 0.0295 | 0 | 0 | 0 | 0 | 0 | 0 | 0 | 0 | 0 | 0 | 0 | 0 | 0 | 0 | 0 | 0 | 0 | 0 | 0
|  | 20 | 0.0375 | 0.07219 | 0.06677 | 0.06177 | 0.05713 | 0.05285 | 0.04888 | 0.04522 | 0.04462 | 0.04461 | 0.04462 | 0.04461 | 0.04462 | 0.04461 | 0.04462 | 0.04461 | 0.04462 | 0.04461 | 0.04462 | 0.04461 | 0.02231 | 0 | 0 | 0 | 0 | 0 | 0 | 0 | 0 | 0 | 0 | 0 | 0 | 0 | 0
NPV (years) | 5% | 8%
15 | 148501441.3782 | 32540484.2951 | 2021 3: Conservatve
30 | 75265807.5372 | -7.3466e-05 | 2021 3: Assuming continued generation after 2034
Using their numbers for all costs through 2033 (15 years)
No inflation for bumping start from 2017 to 2019
NPV Costs only (years) | 5% | 8% | 2019 1: annualized MWh; 2021 3: Using cost of generation calculator from RETI
15 | -7964917979.7238 | -6469442430.0744 | 2019 1: 3657016.125
30 | -10533121449.6538 | -7825435787.0126 | 2019 1: 2603621.2258
NPV factor | 10.3797 | 8.5595
| 15.3725 | 11.2578
Levelized Cost | 5% | 8% | bar: 2019 1
15 | -209.8318 | -206.6772
30 | -263.1699 | -266.9795
Note on P11: I am an important empty cell. Don't delete or use me.
Note on L15: Excess equity return
Note on D25: Minimized while ensuring adequate equity return.

## LNG LCOE Maui
1
1
1
| Oahu LNG Costs | [36 empty] | 1
| All inputs are in blue. | [36 empty] | 1
1
| Technology Assumptions |  |  |  | Financial/Economic Assumptions |  |  |  | Incentives |  |  |  | Calculation |  |  |  | LNG Costs | [20 empty] | 1
[5 empty] | Debt Percentage |  | 70% |  | PTC ($/MWh) |  | 0 | [5 empty] | Old Plant Retirement | 51586000 | [19 empty] | 1
[5 empty] | Debt Rate |  | 12% |  | PTC Escalation |  | 0% |  | Cap Cost |  | 250486000 |  | LNG Conversions and Additions | 198900000 | [19 empty] | 1
[5 empty] | Debt Term (years) |  | 30 |  | PTC Term (years) |  | 0 | [26 empty] | 1
[5 empty] | Economic Life (years) |  | 30 |  | ITC |  | 0% | [26 empty] | 1
| Variable + Fixed O&M ($/MWh) |  | 20 |  | Percent 5-year MACRS |  | 100% |  | ITC Depr Basis |  | 85% |  |  | -3.7576e-06 | [23 empty] | 1
| Variable O&M Escalation |  | 2% |  | Percent 7-year MACRS |  | 0% | [6 empty] | 0 | -846503350.7532 |  | Sum | 250486000 | [19 empty] | 1
LNG Costs start at | Fuel Cost ($/MBtu) |  | 13 |  | Percent 15-year MACRS |  | 0% |  | Outputs |  |  |  |  | 5 | -824142065.2492 | [22 empty] | 1
$16/mmbtu, then drop | Fuel Cost Escalation |  | 2% |  | Percent 20-year MACRS |  | 0% |  | NPV Equity Return |  | -3.7576e-06 |  |  | slope | 4472257.1008 | [22 empty] | 1
to $12/mmbtu 5 years in; | Heat Rate (Btu/kWh) |  | 9750 |  | Energy Price Escalation |  | 2% | [30 empty] | 1
shift is currently reflected |  |  |  |  | Tax Rate |  | 35% |  | LCOE |  | 229.7774 | [26 empty] | 1
[5 empty] | Cost of Equity |  | 8% | [30 empty] | 1
[5 empty] | Discount Rate |  | 8% |  | Simple LCOE |  | 206.3946 | [26 empty] | 1
1
|  |  | 2019 | 2020 | 2021 | 2022 | 2023 | 2024 | 2025 | 2026 | 2027 | 2028 | 2029 | 2030 | 2031 | 2032 | 2033 | 2034 | 2035 | 2036 | 2037 | 2038 | 2039 | 2040 | 2041 | 2042 | 2043 | 2044 | 2045 | 2046 | 2047 | 2048 | 2049 | 2050 | 2051 | 2052 | 2053 | 1
| Year |  | 1 | 2 | 3 | 4 | 5 | 6 | 7 | 8 | 9 | 10 | 11 | 12 | 13 | 14 | 15 | 16 | 17 | 18 | 19 | 20 | 21 | 22 | 23 | 24 | 25 | 26 | 27 | 28 | 29 | 30 | 31 | 32 | 33 | 34 | 35 | 1
1
Taken from PSIP | Annual Generation (MWh) |  | 656433 | 681088 | 742229 | 747976 | 739322 | 770562 | 779120 | 584689 | 580810 | 576428 | 571304 | 559924 | 547637 | 539759 | 539759 | 500000 | 500000 | 300000 | 300000 | 300000 | 300000 | 300000 | 200000 | 200000 | 200000 | 200000 | 100000 | 100000 | 100000 | 100000 | 0 | 0 | 0 | 0 | 0 | 1
| Power Price |  | 189.2788 | 193.0644 | 196.9256 | 200.8642 | 204.8814 | 208.9791 | 213.1586 | 217.4218 | 221.7703 | 226.2057 | 230.7298 | 235.3444 | 240.0513 | 244.8523 | 249.7493 | 254.7443 | 259.8392 | 265.036 | 270.3367 | 275.7434 | 281.2583 | 286.8835 | 292.6211 | 298.4736 | 304.443 | 310.5319 | 316.7425 | 323.0774 | 329.5389 | 336.1297 | 0 | 0 | 0 | 0 | 0 | 1
| Misc Revenue |  | 0 | 0 | 0 | 0 | 0 | 0 | 0 | 0 | 0 | 0 | 0 | 0 | 0 | 0 | 0 | 0 | 0 | 0 | 0 | 0 | 0 | 0 | 0 | 0 | 0 | 0 | 0 | 0 | 0 | 0 | 0 | 0 | 0 | 0 | 0 | 1
| Total Operating Revenues |  | 124248834.8775 | 131493813.166 | 146163919.9067 | 150241564.5836 | 151473351.9408 | 161031324.9147 | 166076163.0925 | 127124144.98 | 128806381.0654 | 130391275.4899 | 131816841.6481 | 131774959.5799 | 131460949.0042 | 132161221.7236 | 134804446.158 | 127372155.9818 | 129919599.1015 | 79510794.6501 | 81101010.5431 | 82723030.754 | 84377491.369 | 86065041.1964 | 58524228.0136 | 59694712.5738 | 60888606.8253 | 62106378.9618 | 31674253.2705 | 32307738.3359 | 32953893.1027 | 33612970.9647 | 0 | 0 | 0 | 0 | 0 | 1
1
| Fixed O&M |  | 0 | 0 | 0 | 0 | 0 | 0 | 0 | 0 | 0 | 0 | 0 | 0 | 0 | 0 | 0 | 0 | 0 | 0 | 0 | 0 | 0 | 0 | 0 | 0 | 0 | 0 | 0 | 0 | 0 | 0 | 0 | 0 | 0 | 0 | 0 | 1
Taken from PSIP; averaged otherwise | Variable + Fixed O&M |  | 13128660 | 13894195.2 | 15444301.032 | 15875162.3002 | 16005318.1879 | 17015254.2375 | 17548313.2819 | 13432477.4866 | 13610229.7016 | 13777696.3829 | 13928327.7624 | 13923902.3251 | 13890722.633 | 13964716.4249 | 14244010.7534 | 13458683.3832 | 13727857.0509 | 8401448.5152 | 8569477.4855 | 8740867.0352 | 8915684.3759 | 9093998.0634 | 6183918.6831 | 6307597.0568 | 6433748.9979 | 6562423.9779 | 3346836.2287 | 3413772.9533 | 3482048.4123 | 3551689.3806 | 0 | 0 | 0 | 0 | 0 | 1
Taken from PSIP | Fuel Cost |  | 100105548 | 104021575.2 | 114896378.4 | 117719620.8 | 118997340 | 96205723.2 | 98838561.6 | 77001648 | 77602581.6 | 78546552 | 80335730.4 | 80710965.6 | 80974951.2 | 82557832.8 | 90271418.1499 | 85294405.9413 | 87000294.0601 | 53244179.9648 | 54309063.5641 | 55395244.8354 | 56503149.7321 | 57633212.7267 | 39190584.6542 | 39974396.3473 | 40773884.2742 | 41589361.9597 | 21210574.5994 | 21634786.0914 | 22067481.8133 | 22508831.4495 | 0 | 0 | 0 | 0 | 0 | 1
| Operating Expenses |  | 113234208 | 117915770.4 | 130340679.432 | 133594783.1002 | 135002658.1879 | 113220977.4375 | 116386874.8819 | 90434125.4866 | 91212811.3016 | 92324248.3829 | 94264058.1624 | 94634867.9251 | 94865673.833 | 96522549.2249 | 104515428.9034 | 98753089.3245 | 100728151.111 | 61645628.4799 | 62878541.0495 | 64136111.8705 | 65418834.1079 | 66727210.7901 | 45374503.3373 | 46281993.404 | 47207633.2721 | 48151785.9375 | 24557410.8281 | 25048559.0447 | 25549530.2256 | 26060520.8301 | 0 | 0 | 0 | 0 | 0 | 1
1
| Interest Payment |  | 21040824 | 20953638.0307 | 20855989.7452 | 20746623.6653 | 20624133.6559 | 20486944.8453 | 20333293.3775 | 20161203.7335 | 19968463.3323 | 19752594.0829 | 19510820.5236 | 19240034.1371 | 18936753.3843 | 18597078.9412 | 18216643.5648 | 17790555.9433 | 17313337.8073 | 16778853.4949 | 16180231.065 | 15509773.9435 | 14758861.9675 | 13917840.5543 | 12975896.5716 | 11920919.3109 | 10739344.7789 | 9415981.3031 | 7933814.2103 | 6273787.0662 | 4414556.6649 | 2332218.6154 | 0 | 0 | 0 | 0 | 0 | 1
| Principal Payment |  | 726549.7439 | 813735.7132 | 911383.9987 | 1020750.0786 | 1143240.088 | 1280428.8986 | 1434080.3664 | 1606170.0104 | 1798910.4116 | 2014779.661 | 2256553.2203 | 2527339.6068 | 2830620.3596 | 3170294.8027 | 3550730.1791 | 3976817.8005 | 4454035.9366 | 4988520.249 | 5587142.6789 | 6257599.8004 | 7008511.7764 | 7849533.1896 | 8791477.1723 | 9846454.433 | 11028028.965 | 12351392.4407 | 13833559.5336 | 15493586.6777 | 17352817.079 | 19435155.1285 | 0 | 0 | 0 | 0 | 0 | 1
| Debt Service |  | 21767373.7439 | 21767373.7439 | 21767373.7439 | 21767373.7439 | 21767373.7439 | 21767373.7439 | 21767373.7439 | 21767373.7439 | 21767373.7439 | 21767373.7439 | 21767373.7439 | 21767373.7439 | 21767373.7439 | 21767373.7439 | 21767373.7439 | 21767373.7439 | 21767373.7439 | 21767373.7439 | 21767373.7439 | 21767373.7439 | 21767373.7439 | 21767373.7439 | 21767373.7439 | 21767373.7439 | 21767373.7439 | 21767373.7439 | 21767373.7439 | 21767373.7439 | 21767373.7439 | 21767373.7439 | 0 | 0 | 0 | 0 | 0 | 1
1
212913100 | Tax Depreciation - 5 |  | 42582620 | 68132192 | 40879315.2 | 24527589.12 | 24527589.12 | 12263794.56 | 0 | 0 | 0 | 0 | 0 | 0 | 0 | 0 | 0 | 0 | 0 | 0 | 0 | 0 | 0 | 0 | 0 | 0 | 0 | 0 | 0 | 0 | 0 | 0 | 0 | 0 | 0 | 0 | 0 | 1
0 | Tax Depreciation - 7 |  | 0 | 0 | 0 | 0 | 0 | 0 | 0 | 0 | 0 | 0 | 0 | 0 | 0 | 0 | 0 | 0 | 0 | 0 | 0 | 0 | 0 | 0 | 0 | 0 | 0 | 0 | 0 | 0 | 0 | 0 | 0 | 0 | 0 | 0 | 0 | 1
0 | Tax Depreciation - 15 |  | 0 | 0 | 0 | 0 | 0 | 0 | 0 | 0 | 0 | 0 | 0 | 0 | 0 | 0 | 0 | 0 | 0 | 0 | 0 | 0 | 0 | 0 | 0 | 0 | 0 | 0 | 0 | 0 | 0 | 0 | 0 | 0 | 0 | 0 | 0 | 1
0 | Tax Depreciation - 20 |  | 0 | 0 | 0 | 0 | 0 | 0 | 0 | 0 | 0 | 0 | 0 | 0 | 0 | 0 | 0 | 0 | 0 | 0 | 0 | 0 | 0 | 0 | 0 | 0 | 0 | 0 | 0 | 0 | 0 | 0 | 0 | 0 | 0 | 0 | 0 | 1
212913100 | Taxable Income |  | -52608817.1225 | -75507787.2647 | -45912064.4704 | -28627431.3019 | -28681029.023 | 15059608.0718 | 29355994.833 | 16528815.7598 | 17625106.4315 | 18314433.0241 | 18041962.9621 | 17900057.5177 | 17658521.7869 | 17041593.5575 | 12072373.6898 | 10828510.714 | 11878110.1832 | 1086312.6753 | 2042238.4286 | 3077144.9399 | 4199795.2936 | 5419989.852 | 173828.1047 | 1491799.8589 | 2941628.7743 | 4538611.7211 | -816971.7679 | 985392.225 | 2989806.2122 | 5220231.5192 | 0 | 0 | 0 | 0 | 0 | 1
| PTC |  | 0 | 0 | 0 | 0 | 0 | 0 | 0 | 0 | 0 | 0 | 0 | 0 | 0 | 0 | 0 | 0 | 0 | 0 | 0 | 0 | 0 | 0 | 0 | 0 | 0 | 0 | 0 | 0 | 0 | 0 | 0 | 0 | 0 | 0 | 0 | 1
| Taxes |  | -18413085.9929 | -26427725.5427 | -16069222.5646 | -10019600.9557 | -10038360.1581 | 5270862.8251 | 10274598.1916 | 5785085.5159 | 6168787.251 | 6410051.5584 | 6314687.0367 | 6265020.1312 | 6180482.6254 | 5964557.7451 | 4225330.7914 | 3789978.7499 | 4157338.5641 | 380209.4363 | 714783.45 | 1077000.729 | 1469928.3528 | 1896996.4482 | 60839.8367 | 522129.9506 | 1029570.071 | 1588514.1024 | -285940.1188 | 344887.2788 | 1046432.1743 | 1827081.0317 | 0 | 0 | 0 | 0 | 0 | 1
1
| Total | -75145800 | 7660339.1265 | 18238394.5648 | 10125089.2955 | 4899008.6952 | 4741680.167 | 20772110.9081 | 17647316.2751 | 9137560.2335 | 9657408.7689 | 9889601.8046 | 9470722.705 | 9107697.7797 | 8647418.8019 | 7906741.0096 | 4296312.7193 | 3061714.1635 | 3266735.6824 | -4282417.0101 | -4259687.7003 | -4257455.5894 | -4278644.8356 | -4326539.7858 | -8678488.9042 | -8876784.5247 | -9115970.2617 | -9401294.822 | -14364591.1828 | -14853081.7314 | -15409443.0411 | -16042004.641 | 0 | 0 | 0 | 0 | 0 | 1
| Costs only | -75145800 | -98175409.7581 | -86827693.0586 | -119969608.0466 | -135322954.9327 | -136693311.6157 | -140259214.0065 | -148428846.8174 | -117986584.7465 | -119148972.2965 | -120501673.6852 | -122346118.943 | -122667261.8001 | -122813530.2023 | -124254480.7139 | -130508133.4387 | -124310441.8183 | -126652863.419 | -83793211.6602 | -85360698.2434 | -86980486.3434 | -88656136.2046 | -90391580.9822 | -67202716.9178 | -68571497.0985 | -70004577.087 | -71507673.7838 | -45752904.3345 | -47160820.0674 | -48363336.1437 | -49654975.6057 | [5 empty] | 1
1
| MACRS Depreciation Schedules | [36 empty] | 1
|  | 5 | 0.2 | 0.32 | 0.192 | 0.1152 | 0.1152 | 0.0576 | 0 | 0 | 0 | 0 | 0 | 0 | 0 | 0 | 0 | 0 | 0 | 0 | 0 | 0 | 0 | 0 | 0 | 0 | 0 | 0 | 0 | 0 | 0 | 0 | 0 | 0 | 0 | 0 | 0 | 1
|  | 7 | 0.1429 | 0.2449 | 0.1749 | 0.1249 | 0.0893 | 0.0892 | 0.0893 | 0.0446 | 0 | 0 | 0 | 0 | 0 | 0 | 0 | 0 | 0 | 0 | 0 | 0 | 0 | 0 | 0 | 0 | 0 | 0 | 0 | 0 | 0 | 0 | 0 | 0 | 0 | 0 | 0
|  | 15 | 0.05 | 0.095 | 0.0855 | 0.077 | 0.0693 | 0.0623 | 0.059 | 0.059 | 0.0591 | 0.059 | 0.0591 | 0.059 | 0.0591 | 0.059 | 0.0591 | 0.0295 | 0 | 0 | 0 | 0 | 0 | 0 | 0 | 0 | 0 | 0 | 0 | 0 | 0 | 0 | 0 | 0 | 0 | 0 | 0
|  | 20 | 0.0375 | 0.07219 | 0.06677 | 0.06177 | 0.05713 | 0.05285 | 0.04888 | 0.04522 | 0.04462 | 0.04461 | 0.04462 | 0.04461 | 0.04462 | 0.04461 | 0.04462 | 0.04461 | 0.04462 | 0.04461 | 0.04462 | 0.04461 | 0.02231 | 0 | 0 | 0 | 0 | 0 | 0 | 0 | 0 | 0 | 0 | 0 | 0 | 0 | 0
NPV (years) | 5% | 8%
15 | 31393108.6063 | 13971716.0342 | 2021 3: Conservatve
30 | 1619372.7178 | -3.7576e-06 | 2021 3: Assuming continued generation after 2034
Using their numbers for all costs through 2033 (15 years)
No inflation for bumping start from 2017 to 2019
NPV Costs only (years) | 5% | 8% | 2019 1: annualized MWh; 2021 3: Using cost of generation calculator from RETI
15 | -1276915682.4949 | -1029786913.2952 | 2019 1: 632315
30 | -1665256201.3853 | -1240557868.8907 | 2019 1: 429581.9355
NPV factor | 10.3797 | 8.5595
| 15.3725 | 11.2578
Levelized Cost | 5% | 8% | bar: 2019 1
15 | -194.5565 | -190.2684
30 | -252.1691 | -256.5182
Note on P11: I am an important empty cell. Don't delete or use me.
Note on L15: Excess equity return
Note on D25: Minimized while ensuring adequate equity return.

## LNG LCOE Big Island
1
1
1
| Oahu LNG Costs | [36 empty] | 1
| All inputs are in blue. | [36 empty] | 1
1
| Technology Assumptions |  |  |  | Financial/Economic Assumptions |  |  |  | Incentives |  |  |  | Calculation |  |  |  | LNG Costs | [20 empty] | 1
[5 empty] | Debt Percentage |  | 70% |  | PTC ($/MWh) |  | 0 | [5 empty] | Old Plant Retirement | 76185942.9211 | [19 empty] | 1
[5 empty] | Debt Rate |  | 12% |  | PTC Escalation |  | 0% |  | Cap Cost |  | 76185942.9211 |  | & conversions | [20 empty] | 1
[5 empty] | Debt Term (years) |  | 30 |  | PTC Term (years) |  | 10 | [26 empty] | 1
[5 empty] | Economic Life (years) |  | 30 |  | ITC |  | 0% | [26 empty] | 1
| Variable + Fixed O&M ($/MWh) |  | 20 |  | Percent 5-year MACRS |  | 100% |  | ITC Depr Basis |  | 85% |  |  | -7.301e-06 | [23 empty] | 1
| Variable O&M Escalation |  | 2% |  | Percent 7-year MACRS |  | 0% | [6 empty] | 0 | -579727525.9832 |  | Sum | 76185942.9211 | [19 empty] | 1
LNG Costs start at | Fuel Cost ($/MBtu) |  | 13.4 |  | Percent 15-year MACRS |  | 0% |  | Outputs |  |  |  |  | 5 | -564655415.7492 | [22 empty] | 1
$16/mmbtu, then drop | Fuel Cost Escalation |  | 2% |  | Percent 20-year MACRS |  | 0% |  | NPV Equity Return |  | -7.301e-06 |  |  | slope | 3014422.0468 | [22 empty] | 1
to $12/mmbtu 5 years in; | Heat Rate (Btu/kWh) |  | 9750 |  | Energy Price Escalation |  | 2% | [30 empty] | 1
shift is currently reflected |  |  |  |  | Tax Rate |  | 35% |  | LCOE |  | 233.4668 | [26 empty] | 1
[5 empty] | Cost of Equity |  | 8% | [30 empty] | 1
[5 empty] | Discount Rate |  | 8% |  | Simple LCOE |  | 208.5059 | [26 empty] | 1
1
|  |  | 2019 | 2020 | 2021 | 2022 | 2023 | 2024 | 2025 | 2026 | 2027 | 2028 | 2029 | 2030 | 2031 | 2032 | 2033 | 2034 | 2035 | 2036 | 2037 | 2038 | 2039 | 2040 | 2041 | 2042 | 2043 | 2044 | 2045 | 2046 | 2047 | 2048 | 2049 | 2050 | 2051 | 2052 | 2053 | 1
| Year |  | 1 | 2 | 3 | 4 | 5 | 6 | 7 | 8 | 9 | 10 | 11 | 12 | 13 | 14 | 15 | 16 | 17 | 18 | 19 | 20 | 21 | 22 | 23 | 24 | 25 | 26 | 27 | 28 | 29 | 30 | 31 | 32 | 33 | 34 | 35 | 1
1
Taken from PSIP | Annual Generation (MWh) |  | 305285 | 548397 | 558255 | 478891 | 482936 | 495196 | 501264 | 505250 | 350922 | 350190 | 350271 | 347195 | 339832 | 329831 | 329831 | 300000 | 300000 | 300000 | 300000 | 300000 | 300000 | 300000 | 100000 | 100000 | 100000 | 100000 | 100000 | 100000 | 100000 | 100000 | 0 | 0 | 0 | 0 | 0 | 1
| Power Price |  | 192.318 | 196.1643 | 200.0876 | 204.0894 | 208.1712 | 212.3346 | 216.5813 | 220.9129 | 225.3312 | 229.8378 | 234.4345 | 239.1232 | 243.9057 | 248.7838 | 253.7595 | 258.8347 | 264.0114 | 269.2916 | 274.6774 | 280.171 | 285.7744 | 291.4899 | 297.3197 | 303.2661 | 309.3314 | 315.518 | 321.8284 | 328.2649 | 334.8302 | 341.5268 | 0 | 0 | 0 | 0 | 0 | 1
| Misc Revenue |  | 0 | 0 | 0 | 0 | 0 | 0 | 0 | 0 | 0 | 0 | 0 | 0 | 0 | 0 | 0 | 0 | 0 | 0 | 0 | 0 | 0 | 0 | 0 | 0 | 0 | 0 | 0 | 0 | 0 | 0 | 0 | 0 | 0 | 0 | 0 | 1
| Total Operating Revenues |  | 58711791.19 | 107575929.2342 | 111699911.5279 | 97736561.2097 | 100533344.7545 | 105147233.5731 | 108564393.3868 | 111616240.0529 | 79073658.7346 | 80486890.6575 | 82115617.6677 | 83022386.9908 | 82886957.1629 | 82056609.5228 | 83697741.7133 | 77650399.6419 | 79203407.6347 | 80787475.7874 | 82403225.3031 | 84051289.8092 | 85732315.6054 | 87446961.9175 | 29731967.0519 | 30326606.393 | 30933138.5208 | 31551801.2913 | 32182837.3171 | 32826494.0634 | 33483023.9447 | 34152684.4236 | 0 | 0 | 0 | 0 | 0 | 1
1
| Fixed O&M |  | 0 | 0 | 0 | 0 | 0 | 0 | 0 | 0 | 0 | 0 | 0 | 0 | 0 | 0 | 0 | 0 | 0 | 0 | 0 | 0 | 0 | 0 | 0 | 0 | 0 | 0 | 0 | 0 | 0 | 0 | 0 | 0 | 0 | 0 | 0 | 1
Taken from PSIP; averaged otherwise | Variable + Fixed O&M |  | 6105700 | 11187298.8 | 11616170.04 | 10164059.2066 | 10454909.1524 | 10934727.9484 | 11290093.5786 | 11607468.6716 | 8223221.066 | 8370189.3321 | 8539567.8897 | 8633866.8601 | 8619782.9106 | 8533431.3706 | 8704099.998 | 8075210.0299 | 8236714.2305 | 8401448.5152 | 8569477.4855 | 8740867.0352 | 8915684.3759 | 9093998.0634 | 3091959.3416 | 3153798.5284 | 3216874.499 | 3281211.9889 | 3346836.2287 | 3413772.9533 | 3482048.4123 | 3551689.3806 | 0 | 0 | 0 | 0 | 0 | 1
Taken from PSIP | Fuel Cost |  | 50780610.2879 | 99414824.6849 | 102008049.8574 | 93550258.2131 | 96010017.7001 | 78532806.8321 | 80533107.7047 | 82000166.7929 | 60436157.7215 | 61113129.3442 | 62578424.9614 | 63488565.4834 | 63551955.7132 | 63631789.9224 | 56859533.2369 | 52751309.5206 | 53806335.711 | 54882462.4252 | 55980111.6738 | 57099713.9072 | 58241708.1854 | 59406542.3491 | 20198224.3987 | 20602188.8867 | 21014232.6644 | 21434517.3177 | 21863207.664 | 22300471.8173 | 22746481.2537 | 23201410.8787 | 0 | 0 | 0 | 0 | 0 | 1
| Operating Expenses |  | 56886310.2879 | 110602123.4849 | 113624219.8974 | 103714317.4197 | 106464926.8526 | 89467534.7805 | 91823201.2833 | 93607635.4645 | 68659378.7875 | 69483318.6763 | 71117992.8511 | 72122432.3435 | 72171738.6238 | 72165221.293 | 65563633.2349 | 60826519.5506 | 62043049.9416 | 63283910.9404 | 64549589.1592 | 65840580.9424 | 67157392.5612 | 68500540.4125 | 23290183.7402 | 23755987.415 | 24231107.1633 | 24715729.3066 | 25210043.8927 | 25714244.7706 | 26228529.666 | 26753100.2593 | 0 | 0 | 0 | 0 | 0 | 1
1
| Interest Payment |  | 6399619.2054 | 6373101.3749 | 6343401.4048 | 6310137.4383 | 6272881.7958 | 6231155.4762 | 6184421.9983 | 6132080.503 | 6073458.0282 | 6007800.8565 | 5934264.8242 | 5851904.468 | 5759660.8691 | 5656348.0383 | 5540637.6677 | 5411042.0528 | 5265894.964 | 5103330.2246 | 4921257.7165 | 4717336.5074 | 4488944.7531 | 4233145.9884 | 3946651.3719 | 3625777.4015 | 3266398.5546 | 2863894.246 | 2413089.4204 | 1908188.0158 | 1342698.4426 | 709350.1206 | 0 | 0 | 0 | 0 | 0 | 1
| Principal Payment |  | 220981.9204 | 247499.7509 | 277199.721 | 310463.6875 | 347719.33 | 389445.6496 | 436179.1275 | 488520.6228 | 547143.0976 | 612800.2693 | 686336.3016 | 768696.6578 | 860940.2567 | 964253.0875 | 1079963.458 | 1209559.073 | 1354706.1618 | 1517270.9012 | 1699343.4093 | 1903264.6184 | 2131656.3726 | 2387455.1374 | 2673949.7538 | 2994823.7243 | 3354202.5712 | 3756706.8798 | 4207511.7053 | 4712413.11 | 5277902.6832 | 5911251.0052 | 0 | 0 | 0 | 0 | 0 | 1
| Debt Service |  | 6620601.1258 | 6620601.1258 | 6620601.1258 | 6620601.1258 | 6620601.1258 | 6620601.1258 | 6620601.1258 | 6620601.1258 | 6620601.1258 | 6620601.1258 | 6620601.1258 | 6620601.1258 | 6620601.1258 | 6620601.1258 | 6620601.1258 | 6620601.1258 | 6620601.1258 | 6620601.1258 | 6620601.1258 | 6620601.1258 | 6620601.1258 | 6620601.1258 | 6620601.1258 | 6620601.1258 | 6620601.1258 | 6620601.1258 | 6620601.1258 | 6620601.1258 | 6620601.1258 | 6620601.1258 | 0 | 0 | 0 | 0 | 0 | 1
1
64758051.4829 | Tax Depreciation - 5 |  | 12951610.2966 | 20722576.4745 | 12433545.8847 | 7460127.5308 | 7460127.5308 | 3730063.7654 | 0 | 0 | 0 | 0 | 0 | 0 | 0 | 0 | 0 | 0 | 0 | 0 | 0 | 0 | 0 | 0 | 0 | 0 | 0 | 0 | 0 | 0 | 0 | 0 | 0 | 0 | 0 | 0 | 0 | 1
0 | Tax Depreciation - 7 |  | 0 | 0 | 0 | 0 | 0 | 0 | 0 | 0 | 0 | 0 | 0 | 0 | 0 | 0 | 0 | 0 | 0 | 0 | 0 | 0 | 0 | 0 | 0 | 0 | 0 | 0 | 0 | 0 | 0 | 0 | 0 | 0 | 0 | 0 | 0 | 1
0 | Tax Depreciation - 15 |  | 0 | 0 | 0 | 0 | 0 | 0 | 0 | 0 | 0 | 0 | 0 | 0 | 0 | 0 | 0 | 0 | 0 | 0 | 0 | 0 | 0 | 0 | 0 | 0 | 0 | 0 | 0 | 0 | 0 | 0 | 0 | 0 | 0 | 0 | 0 | 1
0 | Tax Depreciation - 20 |  | 0 | 0 | 0 | 0 | 0 | 0 | 0 | 0 | 0 | 0 | 0 | 0 | 0 | 0 | 0 | 0 | 0 | 0 | 0 | 0 | 0 | 0 | 0 | 0 | 0 | 0 | 0 | 0 | 0 | 0 | 0 | 0 | 0 | 0 | 0 | 1
64758051.4829 | Taxable Income |  | -17525748.5999 | -30121872.1001 | -20701255.6591 | -19748021.1791 | -19664591.4247 | 5718479.551 | 10556770.1053 | 11876524.0854 | 4340821.919 | 4995771.1247 | 5063359.9924 | 5048050.1794 | 4955557.6701 | 4235040.1916 | 12593470.8107 | 11412838.0385 | 11894462.7291 | 12400234.6224 | 12932378.4274 | 13493372.3594 | 14085978.291 | 14713275.5166 | 2495131.9398 | 2944841.5765 | 3435632.8029 | 3972177.7386 | 4559704.0039 | 5204061.277 | 5911795.8361 | 6690234.0436 | 0 | 0 | 0 | 0 | 0 | 1
| PTC |  | 0 | 0 | 0 | 0 | 0 | 0 | 0 | 0 | 0 | 0 | 0 | 0 | 0 | 0 | 0 | 0 | 0 | 0 | 0 | 0 | 0 | 0 | 0 | 0 | 0 | 0 | 0 | 0 | 0 | 0 | 0 | 0 | 0 | 0 | 0 | 1
| Taxes |  | -6134012.01 | -10542655.235 | -7245439.4807 | -6911807.4127 | -6882606.9986 | 2001467.8428 | 3694869.5368 | 4156783.4299 | 1519287.6716 | 1748519.8936 | 1772175.9974 | 1766817.5628 | 1734445.1845 | 1482264.0671 | 4407714.7837 | 3994493.3135 | 4163061.9552 | 4340082.1178 | 4526332.4496 | 4722680.3258 | 4930092.4018 | 5149646.4308 | 873296.1789 | 1030694.5518 | 1202471.481 | 1390262.2085 | 1595896.4014 | 1821421.447 | 2069128.5426 | 2341581.9153 | 0 | 0 | 0 | 0 | 0 | 1
1
| Total | -22855782.8763 | 1338891.7862 | 895859.8586 | -1299470.0146 | -5686549.9231 | -5669576.2252 | 7057629.824 | 6425721.4409 | 7231220.0327 | 2274391.1498 | 2634450.9618 | 2604847.6935 | 2512535.9588 | 2360172.2288 | 1788523.037 | 7105792.5689 | 6208785.652 | 6376694.6121 | 6542881.6034 | 6706702.5685 | 6867427.4152 | 7024229.5165 | 7176173.9484 | -1052113.993 | -1080676.6996 | -1121041.2493 | -1174791.3497 | -1243704.1028 | -1329773.2799 | -1435235.3897 | -1562598.8768 | 0 | 0 | 0 | 0 | 0 | 1
| Costs only | -22855782.8763 | -51238887.3938 | -96137414.1406 | -105753942.0618 | -96511303.7201 | -99320313.9811 | -98089603.7491 | -102138671.9459 | -104385020.0202 | -76799267.5849 | -77852439.6958 | -79510769.9742 | -80509851.032 | -80526784.9341 | -80268086.4858 | -76591949.1444 | -71441613.9898 | -72826713.0225 | -74244594.184 | -75696522.7346 | -77183862.394 | -78708086.0889 | -80270787.9691 | -30784081.0449 | -31407283.0926 | -32054179.7702 | -32726592.6409 | -33426541.4199 | -34156267.3433 | -34918259.3344 | -35715283.3004 | [5 empty] | 1
1
| MACRS Depreciation Schedules | [36 empty] | 1
|  | 5 | 0.2 | 0.32 | 0.192 | 0.1152 | 0.1152 | 0.0576 | 0 | 0 | 0 | 0 | 0 | 0 | 0 | 0 | 0 | 0 | 0 | 0 | 0 | 0 | 0 | 0 | 0 | 0 | 0 | 0 | 0 | 0 | 0 | 0 | 0 | 0 | 0 | 0 | 0 | 1
|  | 7 | 0.1429 | 0.2449 | 0.1749 | 0.1249 | 0.0893 | 0.0892 | 0.0893 | 0.0446 | 0 | 0 | 0 | 0 | 0 | 0 | 0 | 0 | 0 | 0 | 0 | 0 | 0 | 0 | 0 | 0 | 0 | 0 | 0 | 0 | 0 | 0 | 0 | 0 | 0 | 0 | 0
|  | 15 | 0.05 | 0.095 | 0.0855 | 0.077 | 0.0693 | 0.0623 | 0.059 | 0.059 | 0.0591 | 0.059 | 0.0591 | 0.059 | 0.0591 | 0.059 | 0.0591 | 0.0295 | 0 | 0 | 0 | 0 | 0 | 0 | 0 | 0 | 0 | 0 | 0 | 0 | 0 | 0 | 0 | 0 | 0 | 0 | 0
|  | 20 | 0.0375 | 0.07219 | 0.06677 | 0.06177 | 0.05713 | 0.05285 | 0.04888 | 0.04522 | 0.04462 | 0.04461 | 0.04462 | 0.04461 | 0.04462 | 0.04461 | 0.04462 | 0.04461 | 0.04462 | 0.04461 | 0.04462 | 0.04461 | 0.02231 | 0 | 0 | 0 | 0 | 0 | 0 | 0 | 0 | 0 | 0 | 0 | 0 | 0 | 0
NPV (years) | 5% | 8%
15 | -4481148.7065 | -8911636.9616 | 2021 3: Conservatve
30 | 10604856.1668 | -7.301e-06 | 2021 3: Assuming continued generation after 2034
Using their numbers for all costs through 2033 (15 years)
No inflation for bumping start from 2017 to 2019
NPV Costs only (years) | 5% | 8% | 2019 1: annualized MWh; 2021 3: Using cost of generation calculator from RETI
15 | -888163590.9401 | -717266100.6585 | 2019 1: 410846.625
30 | -1157624490.4222 | -863893591.0752 | 2019 1: 295920.8387
NPV factor | 10.3797 | 8.5595
| 15.3725 | 11.2578
Levelized Cost | 5% | 8% | bar: 2019 1
15 | -208.2717 | -203.9639
30 | -254.4773 | -259.3175
Note on P11: I am an important empty cell. Don't delete or use me.
Note on L15: Excess equity return
Note on D25: Minimized while ensuring adequate equity return.

## TOTAL CHARTS
| LCOE | 15 years, @ 8% |  | 70% debt at 12%, 30% equity at 8% | Tax rate 35%
LNG Oahu | 206.6772
LNG Oahu, w/o upfront costs | 168
LNG Maui | 190.2684
LNG Maui, w/o upfront costs | 160
LNG Big Island | 203.9639
LNG Big Island, w/o upfront costs | 190
LSFO/Diesel 50/50 Mix | 152 | or $247, june 2014
Biodiesel | 412 | or $734, june 2014
O'ahu-Maui Cable + Wind | 176.7344 | avg | 223.6073
KIUC's Solar+Storage PPA | 145
Geothermal | 62.0577
Onshore wind | 63.6201
Offshore wind | 132.2234
Pumped hydro | 102.1449
Rooftop PV (O'ahu) | 150
Distributed Solar+Storage (O'ahu) | 196 | AVG | 117.6743
Energy efficiency | 22
Rooftop
Kauai Rooftop Solar | 162
Oahu Rooftop Solar | 150
Maui Rooftop Solar | 148
Hawaii Island Rooftop Solar | 178
Rooftop +Storage | 3 kw, $5.87/w | 5 kw, $5.12/w | 7 kw, $4.8/w
Kauai | 270 | 229 | 213
Oahu | 248 | 211 | 196
Maui | 244 | 208 | 193
Hawaii Island | 297 | 252 | 233
Note: Assumes 1 kwh storage losses for 4 kwh nightly discharges
All islands | 264.75 | 225 | 208.75

## Solar+Storage Worksheet
Assumptions for Fixed Solar PV |  |  |  |  | 1
3.42 | per Watt DC |  |  |  | 1
5 | kWp DC installation |  |  |  | 1
5% | cost of capital/debt |  |  |  | 1
5% | discount rate |  |  |  | 1
2.5% | inflation |  |  |  | 1
2.5% | real discount rate |  |  |  | 1
1
100% | debt financed (50-80%) |  |  |  | 1
10 | debt term (10 yrs) |  |  |  | 1
30 | project term (25 yrs) |  |  |  | 1
1
fixed | fixed or dual-axis tracking |  |  |  | 1
0.5848% | annual O&M (% of capital) |  |  |  | 1
100 | annual O&M |  |  |  | 1
1
11% | cell efficiency (insolation:kWh DC) |  |  |  | 1
0.1142 | kW per sq. m (PVWatts) |  |  |  | 1
0.8 | DC to AC derate (default 0.8) |  |  |  | 1
0.75 | total system efficiency (incl. derate) |  |  |  | 1
Honolulu HI | solar insolation level |  |  |  | 1
5.54 | insolation (kWh / sq. m / day) |  |  |  | 1
7570 | annual kWh AC (from NREL SAM) |  |  |  | 1
17.28% | capacity factor DC to AC |  |  |  | 1
211378.3334 | lifetime kWh with 0.005 degrade rate |  |  |  | 1
7045.9444 | annualized kWh w/ degrade |  |  |  | 1
1
Incentives |  |  |  |  | 1
0 | Rebate or tax credit ($/W) |  |  |  | 1
14535 | MACRS depreciable value |  |  |  | 1
5130 | Federal ITC | 30% |  |  | 1
1
Nominal costs |  |  |  |  | 1
Equity | Debt | Operations |  | Loan payment | 1
0 | 22145.2823 | 3000 |  | -2214.5282 | 1
1
NPV Costs |  |  |  |  | 1
Equity | Debt | Operations | MACRS | Rebate | 1
0 | 19381.6927 | 2093.0293 | 4062.3827 | 0 | 1
1
NPV factor | 20.9303 | (for recurring cash flow) |  |  | 1
1
Levelized Cost |  |  |  |  | 1
| Commercial | Residential |  |  | 1
Unsubsidized | 0.14562 | 0.14562 | per kWh |  | 1
ITC | 0.11083 | 0.11083 | per kWh | 76.11% | 1
MACRS only | 0.11807 | n/a |  |  | 1
ITC+MACRS | 0.083285 | n/a | per kWh | 57.19% | 1
ITC+Rebate | n/a | 0.11083 | per kWh |  | 1
ITC+MACRS +Rebate | 0.083285 | n/a | per kWh |  | 1